## Table of Contents
2023 Edition Offshore Wind Technologies Market Report
Table of Contents
Table 1: Offshore Wind Project Pipeline Classification Criteria
Table 2: U.S. Offshore Wind Energy Pipeline Categories
Figures 1-2: US Pipeline by State and Status (MW)
Table 3: U.S. Offshore Wind Energy Project Pipeline (North Atlantic and Great Lakes)
Table 4: U.S. Offshore Wind Energy Project Pipeline (Mid- and South Atlantic)
Table 5: U.S. Offshore Wind Energy Project Pipeline (Gulf of Mexico)
Table 6: U.S. Offshore Wind Energy Project Pipeline (Pacific)
Figure 8: Industry offshore wind energy U.S. deployment projections through 2032
Table 7: U.S. Federal Offshore Wind Energy Permitting Status Summary as of May 31, 2023
Table 8: Carolina Long Bay Auction Results
Table 9: California Auction Results
Figure 10: U.S. offshore wind energy lease prices
Table 10: U.S. Offshore Wind Energy Lease Prices (in Order Sold)
Table 11: Gulf of Mexico Wind Energy Areas
Table 12: BOEM Call Areas on U.S. Outer Continental Shelf
Figure 15: Weighted-average capacity densities by state calculated from project data
Table 13: Power Offtake Contracts for U.S. Offshore Wind Energy Projects
Table 14: State Plannning Goals and Mandated State Procurements by Year
Table 15: Commissioned U.S.-Flagged Vessels To Serve the Offshore Wind Energy Industry
Table 16: Actively Announced or Under Construction U.S.-Flagged Vessels To Serve the Offshore Wind Energy Industry
Table 17: Investments in Offshore Wind Ports and Tier 1 Manufacturing Facilities From January 1, 2022, to May 2023
Figure 17: Global Annual Offshore Wind Energy Capacity Additions (MW) Through December 31, 2022
Figures 18, 20: Installed and Under Construction Offshore Wind Energy Capacity by Country (MW)
Figures 19, 22: Estimated cumulative offshore wind capacity by country based on developer-announced CODs
Figure 21: Developer-announced COD for offshore wind energy projects under construction with financial closure
Figures 23: Cumulative floating offshore wind capacity by country based on announced CODs through 2030
Figure 24: Total global offshore wind energy pipeline by regulatory status
Figure 25: Total global floating offshore wind energy pipeline by regulatory status
Table 18: Global Floating Offshore Wind Energy Pipeline
Figure 26: Industry forecasts for global offshore wind energy deployment to 2032
Figure 27: Long-term cumulative floating offshore wind energy deployment projections
Figure 28: Country-specific offshore wind energy tagets
Table 19: European National Offshore Wind Energy Targets
Table 20: Asian National Offshore Wind Energy Targets
Table 21: Rest-of-the-World National Offshore Wind Energy Targets
Figures 30-31: Global Fixed-Bottom Turbine Water Depth (m) and Distance from Shore (km) Trends
Figures 32-34: Offshore Wind Substructure Technology Trend for 2022 and Future Disclosed Pipeline
Figure 35-36: Global Offshore Wind Turbine Rating, Hub Height, and Diameter
Figures 37-38: Offshore Wind Turbine Manufacturers by Market Share for 2022 and Future Disclosed Pipeline
Figure 39: LCOE estimates for fixed-bottom offshore wind energy in the United States
Figure 40: Capital expenditures for global offshore wind energy projects
Figure 41: U.S. LCOE estimates for floating offshore wind technologies (USD2022/MWh)
Table 22. Indicative Financing Conditions for U.S. and European Offshore Wind Energy
Table A-1. Proposed Capacity Density of U.S. Projects

## T1, Pipeline Classification
Table 1: Offshore Wind Project Pipeline Classification Criteria
Step | Phase Name | Start Criteria | End Criteria
1 | Planning | Starts when a developer or regulatory agency initiates the formal site control process (e.g., designation of a wind energy area [WEA]) | Ends when a developer obtains control of a site (e.g., through competitive auction or a determination of no competitive interest in an unsolicited lease area (United States only)
2 | Site Control | Starts when a developer obtains site control (e.g., a lease or other contract) | Ends when the developer files major permit applications (e.g., a Construction and Operations Plan [COP] for projects in the United States)
3 | Permitting = Site Control + Offtake Pathway | Starts when the developer files major permit applications (e.g., a COP or an offtake agreement for electricity sales) | Ends when regulatory entities authorize the project to proceed with construction and certify its offtake agreement
4 | Approved | Starts when a project receives regulatory approval for construction activities and offtake agreement certification | Ends when the sponsor announces a “financial investment decision” and has signed contracts for construction work packages
5 | Financial Close | Starts when the sponsor announces a financial investment decision and has signed contracts for major construction work packages | Ends when the project begins major construction work
6 | Under Construction | Starts when construction is initiated | Ends when all wind turbines have been installed and the project is connected and generating power to an electrical grid
7 | Operating | Starts when all wind turbines are installed and transmitting power to the grid; commercial operation date marks the official transition from construction to operation | Ends when the project has begun a formal process to decommission and stops feeding power to the grid
8 | Decommissioned | Starts when the project has begun the formal process to decommission and stops transmitting power to the grid | Ends when the site has been fully restored and lease payments are no longer being made

## T2, US Pipeline Definition
Table 2: U.S. Offshore Wind Energy Pipeline Categories
Status | Description | Total (MW)
Operating | The project is fully operational with all wind turbines generating power to the grid. | 42
Under Construction | All permitting processes completed. Wind turbines, substructures, and cables are in the process of being installed. Onshore upgrades are underway. | 932
Financial Close | All permitting processes completed; begins when sponsor announces final investment decision and has signed contracts | 0
Approved | BOEM and other federal agencies reviewed and approved a project’s COP. The project has received all necessary state and local permits as well as acquired an interconnection agreement to inject power to the grid. | 1100
Permitting | The developer has site control of a lease area, has received an offtake contract or submitted a COP to BOEM, and BOEM has published a Notice of Intent to prepare an Environmental Impact Statement on the project’s COP. If project development occurs in state waters, permitting is initiated with relevant state agencies. | 20978
Site Control | The developer has acquired the right to develop a lease area and has begun surveying the site. If available, developers’ announced project capacities are used. If a developer has not announced a specific capacity, it is estimated using a 4 MW/km2 wind turbine density. | 24596
Planning | The rights to a lease area have yet to be auctioned to offshore wind energy developers. Capacity is estimated using a 4 MW/km2 wind turbine density assumption. | 5039

## F1-2, US State Pipeline
Figures 1-2: US Pipeline by State and Status (MW)
Pipeline Classification | California | Connecticut | Delaware | Louisiana | Maine | Maryland | Massachusetts | New Jersey | New York | North Carolina | Ohio | Rhode Island | Texas | Virginia | Total
Operating | 0 | 0 | 0 | 0 | 0 | 0 | 0 | 0 | 0 | 0 | 0 | 30 | 0 | 12 | 42
Under Construction | 0 | 0 | 0 | 0 | 0 | 0 | 800 | 0 | 132 | 0 | 0 | 0 | 0 | 0 | 932
Financial Close | 0 | 0 | 0 | 0 | 0 | 0 | 0 | 0 | 0 | 0 | 0 | 0 | 0 | 0 | 0
Approved | 0 | 0 | 0 | 0 | 0 | 0 | 0 | 1100 | 0 | 0 | 0 | 0 | 0 | 0 | 1100
Permitting | 60 | 1104 | 0 | 0 | 12 | 2645 | 3236 | 3548 | 6330 | 1035 | 21 | 400 | 0 | 2587 | 20978
Site Control | 6042 | 0 | 1080 | 0 | 0 | 0 | 4143 | 7229 | 1855 | 4247 | 0 | 0 | 0 | 0 | 24596
Planning | 0 | 0 | 0 | 1659 | 144 | 0 | 10 | 0 | 0 | 0 | 0 | 0 | 3226 | 0 | 5039
Total Pipeline | 6102 | 1104 | 1080 | 1659 | 156 | 2645 | 8189 | 11877 | 8317 | 5282 | 21 | 430 | 3226 | 2599 | 52687
The location of the project is defined by where the project’s power is intended to be sold. If the project does not have an offtake agreement, the location is the project’s physical location. This clarification is needed where projects are located in a certain location but sell their power to a neighboring state market.

## T3, US Pipeline, Part 1
Table 3: U.S. Offshore Wind Energy Project Pipeline (North Atlantic and Great Lakes)
# | Location | Name | Developer | Lease Area | Offtake Agreement | Estimated COD | Current Status | Capacity (MW) | Potential Point of Interconnection (POI) Location
1 | Maine (ME) | New England Aqua Ventus 1 | Univ. of Maine/Diamond Offshore/RWE | State Lease | Power purchase agreement (PPA)-ME | 2024 | Permitting | 12 | To be determined (TBD)
2 | ME | Maine Research Array | TBD | TBD | TBD | TBD | Planning | 144 | TBD
3 | ME | Gulf of Maine Call Area | N/A | N/A | N/A | N/A |  |  | N/A
4 | Rhode Island (RI)/Massachusetts (MA) | Revolution Wind | Ørsted/Eversource | OCS-A 0486 | PPA-RI & Connecticut (CT) | 2026 | Permitting | 704 | NG Davisville 115 kilovolts (kV)
5 | RI/MA | South Fork Wind Farm | Ørsted/Eversource | OCS-A 0517 | PPA-New York (NY) | 2024 | Under Construction | 132 | East Hampton (69-kV bus)
6 | RI/MA | Sunrise Wind Farm | Ørsted/Eversource | OCS-A 0487 | Offshore renewable energy certificate (OREC)-NY | 2026 | Permitting | 924 | Holbrook 138 kV
7 | RI/MA | Sunrise Wind Farm (Residual) | Ørsted/Eversource | OCS-A 0487 | TBD | TBD | Permitting | 900 | Holbrook 138 kV
8 | RI/MA | Bay State Wind | Ørsted | OCS-A 0500 | TBD | TBD | Site Control | 2000 | TBD
9 | MA | Vineyard Wind 1 | Avangrid | OCS-A 0501 | PPA - MA | 2024 | Under Construction | 800 | West Barnstable 345 kV
10 | MA | New England Wind 1 | Avangrid | OCS-A 0534 | PPA-CT | 2027 | Permitting | 800 | West Barnstable 345 kV
11 | MA | New England Wind 2 | Avangrid | OCS-A 0534 | PPA-MA | 2027 | Permitting | 1232 | West Barnstable 345 kV
12 | MA | Beacon Wind 1 | Equinor Wind US/BP | OCS-A 0520 | OREC-NY | 2029 | Permitting | 1230 | Astoria 138 kV
13 | MA | Beacon Wind 2 | Equinor Wind US/BP | OCS-A 0520 | TBD | TBD | Permitting | 1200 | Astoria 138 kV
14 | MA | SouthCoast Wind 1a | Shell/EDPR/ENGIE | OCS-A 0521 | PPA-MA | 2028 | Permitting | 804 | Falmouth, Brayton Point 345 kV
15 | MA | SouthCoast Wind 1b | Shell/EDPR/ENGIE | OCS-A 0521 | PPA-MA | 2029 | Permitting | 400 | Falmouth, Brayton Point 345 kV
16 | MA | SouthCoast Wind (Residual) | Shell/EDPR/ENGIE | OCS-A 0521 | TBD | TBD | Permitting | 800 | Falmouth, Brayton Point 345 kV
17 | MA | Floating Demonstration | Shell/ Kent HOE/Ocergy | N/A | TBD | TBD | Planning | 10 | TBD
18 | MA | Vineyard Northeast | Avangrid | OCS-A 0522 | TBD | TBD | Site Control | 2143 | TBD
19 | RI | Block Island Wind Farm | Ørsted | State Lease | PPA-RI | 2016 | Installed | 30 | New Shoreham NG 34.5 kV
33 | Ohio (OH) | Icebreaker | LEEDCo | State Lease | PPA-OH | 2024 | Permitting | 21 | TBD

## T4, US Pipeline, Part 2
Table 4: U.S. Offshore Wind Energy Project Pipeline (Mid- and South Atlantic)
# | Location | Name | Developer | Lease Area | Offtake Agreement | Estimated COD | Current Status | Capacity (MW) | Potential POI Location
20 | NY | Empire Wind 1 | Equinor Wind US/BP | OCS-A 0512 | OREC-NY | 2026 | Permitting | 816 | ConEd Gowanus
21 | NY | Empire Wind 2 | Equinor Wind US/BP | OCS-A 0512 | OREC-NY | 2027 | Permitting | 1260 | Oceanside
22 | NY/New Jersey (NJ) | Vineyard Mid-Atlantic | Avangrid | OCS-A 0544 | TBD | TBD | Site Control | 697 | TBD
23 | NY/NJ | Bluepoint Wind | EDPR/ENGIE | OCS-A 0537 | TBD | TBD | Site Control | 1158 | TBD
24 | NY/NJ | Attentive Energy | Total Energies | OCS-A 0538 | TBD | TBD | Site Control | 1365 | TBD
25 | NY/NJ | Community Offshore Wind | RWE/National Grid | OCS-A 0539 | TBD | TBD | Site Control | 2039 | TBD
26 | NY/NJ | Atlantic Shores Offshore Wind Bight | EDF/Shell | OCS-A 0541 | TBD | TBD | Site Control | 1284 | TBD
27 | NY/NJ | Leading Light Wind | Invenergy | OCS-A 0542 | TBD | TBD | Site Control | 1359 | TBD
28 | NJ | Atlantic Shores Offshore Wind North | EDF/Shell | OCS-A 0549 | TBD | TBD | Site Control | 1182 | TBD
29 | NJ | Atlantic Shores Offshore Wind South (Project 1) | EDF/Shell | OCS-A 0499 | OREC-NJ | 2027 | Permitting | 1510 | Cardiff Substation, Larrabee Substation
30 | NJ | Atlantic Shores Offshore Wind South (Project 2) | EDF/Shell | OCS-A 0499 | TBD | TBD | Permitting | 890 | Cardiff Substation, Larrabee Substation
31 | NJ | Ocean Wind 1 | Ørsted | OCS-A 0498 | OREC-NJ | 2025 | Approved | 1100 | BL England, Oyster Creek Substation
32 | NJ | Ocean Wind 2 | Ørsted | OCS-A 0532 | OREC-NJ | 2028 | Permitting | 1148 | TBD
34 | Delaware (DE) | Garden State Offshore Energy | Ørsted | OCS-A 0482 | TBD | TBD | Site Control | 1080 | TBD
35 | DE | Skipjack 1 | Ørsted | OCS-A 0519 | OREC-Maryland (MD) | 2026 | Permitting | 120 | Bethany 138 kV
36 | DE | Skipjack 2 | Ørsted | OCS-A 0519 | OREC-MD | 2027 | Permitting | 846 | Indian River 230 kV, Milford-Cartanza 230 kV, Cool Spring 230 kV
37 | MD | MarWin | US Wind | OCS-A 0490 | OREC-MD | 2025 | Permitting | 270 | Indian River 230 kV
38 | MD | Momentum Wind | US Wind | OCS-A 0490 | OREC-MD | 2028 | Permitting | 809 | Indian River 230 kV
39 | MD | MarWin (Residual) | US Wind | OCS-A 0490 | TBD | TBD | Permitting | 600 | Indian River 230 kV
40 | Virginia (VA) | Coastal Virginia Offshore Wind (CVOW) (Pilot) | Dominion Energy | OCS-A -0497 | Utility Owned-VA | 2020 | Installed | 12 | Birdneck 34.5 kV
41 | VA | CVOW (Commercial) | Dominion Energy | OCS-A 0483 | Utility Owned-VA | 2026 | Permitting | 2587 | Birdneck-Landstown 230 kV, Oceana 230 kV
42 | North Carolina (NC) | Kitty Hawk North | Avangrid | OCS-A 0508 | TBD | TBD | Permitting | 1035 | Virginia Beach Substation, Birdneck Substation, Corporate Landing Substation Site, Landstown Substation, Fentress Substation
43 | NC | Kitty Hawk South | Avangrid | OCS-A 0508 | TBD | TBD | Site Control | 2465 | TBD
44 | DE, MD, VA, NC | Central Atlantic Call Areas | N/A | N/A | N/A | N/A |  |  | TBD
45 | NC | Total Energies | Total Energies | OCS-A 0545 | TBD | TBD | Site Control | 889 | TBD
46 | NC | Duke Energy | Duke Energy | OCS-A 0546 | TBD | TBD | Site Control | 893 | TBD

## T5, US Pipeline, Part 3
Table 5: U.S. Offshore Wind Energy Project Pipeline (Gulf of Mexico)
# | Location | Name | Developer | Lease Area | Offtake Agreement | Estimated COD | Current Status | Capacity (MW) | Potential POI Location
47 | Louisiana | Lake Charles WEA | TBD | OCS-G 37336 | TBD | TBD | Planning | 1659 | TBD
48 | Texas (TX) | Galveston 1 WEA | TBD | OCS-G 37334 | TBD | TBD | Planning | 1659 | TBD
49 | TX | Galveston 2 WEA | TBD | OCS-G 37335 | TBD | TBD | Planning | 1567 | TBD

## T6, US Pipeline, Part 4
Table 6: U.S. Offshore Wind Energy Project Pipeline (Pacific)
# | Location | Name | Developer | Lease Area | Offtake Agreement | Estimated COD | Current Status | Capacity (MW) | Potential POI Location
50 | California (CA) | CADEMO | Floventis (Cierco/SBM) | Proposed State Lease | TBD | TBD | Permitting | 60 | TBD
51 | CA | Central Coast (Morro Bay) Equinor | Equinor | OCS-P 0563 | TBD | TBD | Site Control | 1,296 | TBD
52 | CA | Central Coast (Morro Bay) EDPR/ENGIE | EDPR/ENGIE | OCS-P 0564 | TBD | TBD | Site Control | 1,302 | TBD
53 | CA | Central Coast (Morro Bay) Invenergy | Invenergy | OCS-P 0565 | TBD | TBD | Site Control | 1,302 | TBD
54 | CA | North Coast (Humboldt) RWE | RWE | OCS-P 0561 | TBD | TBD | Site Control | 1,025 | TBD
55 | CA | North Coast (Humboldt) CIP | CIP | OCS-P 0562 | TBD | TBD | Site Control | 1,117 | TBD
56 | Oregon (OR) | Brookings Call Area | N/A | N/A | N/A | N/A | N/A | N/A | N/A
57 | OR | Coos Bay Call Area | N/A | N/A | N/A | N/A | N/A | N/A | N/A
58 | Hawaii (HI) | Oahu North Call Area | N/A | N/A | N/A | N/A | N/A | N/A | N/A
59 | HI | Oahu South Call Area | N/A | N/A | N/A | N/A | N/A | N/A | N/A

## F8, US Forecasts
Figure 8: Industry offshore wind energy U.S. deployment projections through 2032
4C Offshore
State | 2022 | 2023 | 2024 | 2025 | 2026 | 2027 | 2028 | 2029 | 2030 | 2031 | 2032 | Total
California | 0 | 0 | 0 | 0 | 0 | 0 | 0 | 1700 | 0 | 2000 | 0 | 3700
Connecticut | 0 | 0 | 0 | 0 | 0 | 0 | 0 | 0 | 0 | 0 | 200 | 200
Delaware | 0 | 0 | 0 | 966 | 0 | 0 | 0 | 0 | 0 | 1000 | 0 | 1966
Hawaii | 0 | 0 | 0 | 0 | 0 | 0 | 0 | 0 | 0 | 0 | 0 | 0
Louisiana | 0 | 0 | 0 | 0 | 0 | 0 | 0 | 0 | 600 | 0 | 0 | 600
Maine | 0 | 0 | 0 | 12 | 0 | 0 | 0 | 144 | 0 | 0 | 0 | 156
Maryland | 0 | 0 | 0 | 1076.5 | 0 | 0 | 0 | 0 | 0 | 0 | 1200 | 2276.5
Massachusetts | 0 | 804 | 0 | 0 | 2013 | 1232 | 1230 | 2370 | 0 | 3000 | 0 | 10649
New Jersey | 0 | 0 | 1100 | 0 | 1509.6 | 0 | 0 | 0 | 0 | 0 | 0 | 2609.6
New York | 0 | 132 | 0 | 816 | 1260 | 0 | 0 | 0 | 2000 | 4320 | 0 | 8528
North Carolina | 0 | 0 | 0 | 0 | 0 | 0 | 1150 | 1150 | 1150 | 0 | 650 | 4100
Ohio | 0 | 0 | 20.7 | 0 | 0 | 0 | 0 | 0 | 0 | 0 | 0 | 20.7
Oregon | 0 | 0 | 0 | 0 | 0 | 0 | 0 | 0 | 0 | 0 | 10597 | 10597
Rhode Island | 0 | 0 | 704 | 924 | 0 | 0 | 0 | 0 | 0 | 0 | 0 | 1628
Texas | 0 | 0 | 0 | 0 | 0 | 0 | 0 | 0 | 0 | 0 | 0 | 0
Virginia | 0 | 0 | 2587.2 | 0 | 0 | 0 | 0 | 0 | 0 | 0 | 2600 | 5187.2
Total | 0 | 936 | 4411.9 | 3794.5 | 4782.6 | 1232 | 2380 | 5364 | 3750 | 10320 | 15247 | 52218
BNEF
State | 2022 | 2023 | 2024 | 2025 | 2026 | 2027 | 2028 | 2029 | 2030 | 2031 | 2032 | Total
California | 0 | 0 | 0 | 0 | 0 | 0 | 0 | 0 | 100 | 0 | 200 | 300
Connecticut | 0 | 0 | 0 | 315 | 0 | 0 | 0 | 0 | 0 | 800 | 0 | 1115
Delaware | 0 | 0 | 0 | 0 | 0 | 0 | 0 | 0 | 0 | 0 | 0 | 0
Hawaii | 0 | 0 | 0 | 0 | 0 | 0 | 0 | 0 | 0 | 0 | 0 | 0
Louisiana | 0 | 0 | 0 | 0 | 0 | 0 | 0 | 0 | 0 | 500 | 500 | 1000
Maine | 0 | 0 | 0 | 11 | 0 | 0 | 0 | 0 | 0 | 0 | 0 | 11
Maryland | 0 | 0 | 0 | 268 | 1774.5 | 0 | 0 | 0 | 0 | 500 | 500 | 3042.5
Massachusetts | 0 | 0 | 0 | 806 | 0 | 1608 | 400 | 600 | 600 | 600 | 600 | 5214
New Jersey | 0 | 0 | 0 | 1104 | 0 | 761.6 | 1518 | 378 | 1200 | 0 | 0 | 4961.6
New York | 0 | 0 | 132 | 924 | 816 | 1260 | 1230 | 1000 | 1000 | 0 | 1200 | 7562
North Carolina | 0 | 0 | 0 | 0 | 0 | 0 | 800 | 800 | 800 | 0 | 400 | 2800
Ohio | 0 | 0 | 0 | 20.7 | 0 | 0 | 0 | 0 | 0 | 0 | 0 | 20.7
Oregon | 0 | 0 | 0 | 0 | 0 | 0 | 0 | 0 | 0 | 0 | 0 | 0
Rhode Island | 0 | 0 | 0 | 400 | 0 | 0 | 0 | 0 | 0 | 0 | 0 | 400
Texas | 0 | 0 | 0 | 0 | 0 | 0 | 0 | 0 | 0 | 0 | 0 | 0
Virginia | 0 | 0 | 0 | 880 | 880 | 880 | 0 | 0 | 0 | 0 | 800 | 3440
Total | 0 | 0 | 132 | 4728.7 | 3470.5 | 4509.6 | 3948 | 2778 | 3700 | 2400 | 4200 | 29866.8

## T7, US Permitting Status
Table 7: U.S. Federal Offshore Wind Energy Permitting Status Summary as of May 31, 2023
Location | Lease Number | Area (km2) | Date Issued | Project(s) Being Developed in Lease Area | Status
DE | OCS-A 0482 | 284 | 2012 | Garden State Offshore Wind | Site assessment Plan (SAP) Approved (Construction and Operations Plan (COP) Not Submitted)
RI/MA | OCS-A 0486 |  | 2013 | Revolution Wind | COP Submitted – Draft Environmental Impact Statement (EIS)
RI/MA | OCS-A 0 517 | 55 | 2013 | South Fork Wind Farm | ROD Approved – Under Construction
RI/MA | OCS-A 0487 | 445 | 2013 | Sunrise Wind 1 | COP Submitted – Draft EIS
VA | OCS-A 0483 | 456 | 2013 | CVOW (Commercial) | COP Submitted – Draft EIS
MD | OCS-A 0490 | 323 | 2014 | MarWin Momentum Wind MarWin (Residual) | COP Submitted – Notice of Intent (NOI) for EIS
MA | OCS-A 0500 | 759 | 2015 | Bay State Wind | COP Submitted
MA | OCS-A 0501 | 264 | 2015 | Vineyard Wind 1 | ROD Approved – Under Construction
MA | OCS-A 0534 | 411 | 2015 | New England Wind (Commonwealth Wind) New England Wind (Park City Wind) | COP Submitted – Draft EIS
NJ | OCS-A 0498 | 306 | 2016 | Ocean Wind 1 | COP Submitted – Final EIS
NJ | OCS-A 0532 | 344 | 2016 | Ocean Wind 2 | COP Not Submitted
NJ | OCS-A 0499 | 348 | 2016 | Atlantic Shores Offshore Wind South (Project 1) Atlantic Shores Offshore Wind South (Project 2) | COP Submitted – Draft EIS
NJ | OCS-A 0549 | 394 | 2016 | Atlantic Shores Offshore Wind North | COP Submitted
NY | OCS-A 0512 | 321 | 2017 | Empire Wind 1 Empire Wind 2 | COP Submitted – Draft EIS
NC | OCS-A 508 | 495 | 2017 | Kitty Hawk | COP Submitted – NOI for EIS
DE | OCS-A 519 | 107 | 2018 | Skipjack 1 Skipjack 2 | COP Not Submitted
MA | OCS-A 0520 | 521 | 2019 | Beacon Wind 1 Beacon Wind (Residual) | COP Submitted
MA | OCS-A 0521 | 516 | 2019 | SouthCoast Wind (Mayflower Wind 1) SouthCoast Wind (Mayflower Wind 2) SouthCoast Wind (Residual) | COP Submitted – Draft EIS
MA | OCS-A 0522 | 536 | 2019 | Vineyard Northeast | SAP Approved (COP Not Submitted)
NY/NJ | OCS-A 0537 | 289 | 2022 | Bluepoint Wind | SAP or COP Not Submitted
NY/NJ | OCS-A 0538 | 341 | 2022 | Attentive Energy | SAP or COP Not Submitted
NY/NJ | OCS-A 0539 | 510 | 2022 | Community Offshore Wind | SAP or COP Not Submitted
NY/NJ | OCS-A 0541 | 321 | 2022 | Atlantic Shores Offshore Wind Bight | SAP or COP Not Submitted
NY/NJ | OCS-A 0542 | 340 | 2022 | Leading Light Wind | SAP or COP Not Submitted
NY/NJ | OCS-A 0544 | 174 | 2022 | Vineyard Mid-Atlantic | SAP or COP Not Submitted
NC | OCS-A 0545 | 222 | 2022 | Total Energies (Carolina Long Bay) | SAP or COP Not Submitted
NC | OCS-A 0546 | 223 | 2022 | Duke Energy (Carolina Long Bay) | SAP or COP Not Submitted
CA | OCS-P 0561 | 256 | 2022 | North Coast (Humboldt) RWE | SAP or COP Not Submitted
CA | OCS-P 0562 | 279 | 2022 | North Coast (Humboldt) CIP | SAP or COP Not Submitted
CA | OCS-P 0563 | 324 | 2022 | Central Coast (Morro Bay) Equinor | SAP or COP Not Submitted
CA | OCS-P 0564 | 325 | 2022 | Central Coast (Morro Bay) EDPR/ENGIE | SAP or COP Not Submitted
CA | OCS-P 0565 | 325 | 2022 | Central Coast (Morro Bay) Invenergy | SAP or COP Not Submitted

## T8, Ca Long Bay Lease Auctions
Table 8: Carolina Long Bay Auction Results
Lease Number | Developer | Area (km2) | Capacity (MW) | Price | Price per km2
OCS-A 0545 | Total Energies | 223 | 889 | $155,000,00 | 720721
OCS-A 0546 | Duke Energy | 222 | 893 | $160,800,00 | 695067

## T9, California Lease Auctions
Table 9: California Auction Results
Lease Number | Location | Developer | Area (km2) | Capacity (MW) | Price | Price per km2
OCS-A 0561 | Humboldt | RWE Offshore Wind | 256 | 1025 | 157700000 | 616016
OCS-A 0562 | Humboldt | California North Floating (CIP) | 279 | 1117 | 173800000 | 622939
OCS-A 0563 | Morro Bay | Equinor Wind US | 324 | 1296 | 130000000 | 401235
OCS-A 0564 | Morro Bay | Central California Offshore Wind (EDPR/ENGIE) | 325 | 1302 | 150300000 | 461836
OCS-A 0565 | Morro Bay | Invenergy California Offshore | 325 | 1302 | 145300000 | 447077

## F10, US Lease Prices
Figure 10: U.S. offshore wind energy lease prices
State | Lease | Year | Lease Price ($) | $/km2 | Offtake Available
DE | OCS-A 0482/OCS-A 0519 | 2012 | 0 | 0 | Yes
MA | OCS-A 0500 | 2015 | 281285 | 583 | No
MA | OCS-A 0501/OCS-A 0534 | 2015 | 150197 | 270 | No
MA | OCS-A 0520 | 2018.8 | 135000000 | 296593 | No
MA | OCS-A 0521 | 2018.8 | 135000000 | 299467 | No
MA | OCS-A 0522 | 2018.8 | 135100000 | 288507 | No
MD | OCS-A 0490 | 2014 | 8701098 | 32673 | Yes
NC | OCS-A 0508 | 2017.2 | 9066650 | 21400 | No
NC | OCS-A 0545 | 2022.5 | 160000000 | 720721 | No
NC | OCS-A 0546 | 2022.5 | 155000000 | 695067 | No
NJ | OCS-A 0498/OCA-A 0532 | 2016.2 | 880715 | 1625 | Yes
NJ | OCS-A 0499 | 2016.2 | 1006240 | 1624 | Yes
NY | OCS-A 0512 | 2016.9 | 42469725 | 151437 | No
NY/NJ | OCS-A 0537 | 2022.1 | 765000000 | 2643039 | Yes
NY/NJ | OCS-A 0538 | 2022.1 | 795000000 | 2472980 | Yes
NY/NJ | OCS-A 0539 | 2022.1 | 1100000000 | 2378569 | Yes
NY/NJ | OCS-A 0541 | 2022.1 | 780000000 | 2531449 | Yes
NY/NJ | OCS-A 0542 | 2022.1 | 645000000 | 2072760 | Yes
NY/NJ | OCS-A 0544 | 2022.1 | 285000000 | 1635660 | Yes
RI/MA | OCS-A 0486/OCS-A 0517 | 2013.5 | 1544730 | 4830 | No
RI/MA | OCS-A 0487 | 2013.5 | 1544730 | 4277 | No
VA | OCS-A 0483/OCS-A 0497 | 2013.8 | 1600000 | 4323 | No
CA | OCS-A 0561 | 2022.9 | 157700000 | 615246.522 | No
CA | OCS-A 0562 | 2022.9 | 173800000 | 622139.0003 | No
CA | OCS-A 0563 | 2022.9 | 130000000 | 401234.9328 | No
CA | OCS-A 0564 | 2022.9 | 150300000 | 461835.7333 | No
CA | OCS-A 0565 | 2022.9 | 145300000 | 446471.9365 | No

## T10, US Lease Prices
Table 10: U.S. Offshore Wind Energy Lease Prices (in Order Sold)
Year | State | Lease | Lease Price 2022$ | $/km2 | Substructure
2012 | DE | OCS-A 0482/OCS-A 0519 | 0 | 0 | Fixed
2013 | RI/MA | OCS-A 0486/OCS-A 0517 | 1903181 | 4830 | Fixed
2013 | RI/MA | OCS-A 0487 | 1903181 | 4277 | Fixed
2013 | VA | OCS-A 0483/OCS-A 0497 | 1971276 | 4323 | Fixed
2014 | MD | OCS-A 0490 | 10553535 | 32673 | Fixed
2015 | MA | OCS-A 0500 | 341474 | 583 | Fixed
2015 | MA | OCS-A 0501/OCS-A 0534 | 182336 | 270 | Fixed
2016 | NJ | OCS-A 0498/OCA-A 0532 | 1054690 | 1625 | Fixed
2016 | NJ | OCS-A 0499 | 1205011 | 1624 | Fixed
2016 | NY | OCS-A 0512 | 48611290 | 151437 | Fixed
2017 | NC | OCS-A 0508 | 10592835 | 21400 | Fixed
2018 | MA | OCS-A 0520 | 154525000 | 296593 | Fixed
2018 | MA | OCS-A 0521 | 154525000 | 299467 | Fixed
2018 | MA | OCS-A 0522 | 154639500 | 288507 | Fixed
2022 | NY/NJ | OCS-A 0537 | 765000000 | 2643039 | Fixed
2022 | NY/NJ | OCS-A 0538 | 795000000 | 2472980 | Fixed
2022 | NY/NJ | OCS-A 0539 | 1100000000 | 2378569 | Fixed
2022 | NY/NJ | OCS-A 0541 | 780000000 | 2531449 | Fixed
2022 | NY/NJ | OCS-A 0542 | 645000000 | 2072760 | Fixed
2022 | NY/NJ | OCS-A 0544 | 285000000 | 1635660 | Fixed
2022 | NC | OCS-A 0545 | 160000000 | 720721 | Fixed
2022 | NC | OCS-A 0546 | 155000000 | 695067 | Fixed
2022 | CA | OCS-P 0561 | 157700000 | 615247 | Floating
2022 | CA | OCS-P 0562 | 173800000 | 622139 | Floating
2022 | CA | OCS-P 0563 | 130000000 | 401235 | Floating
2022 | CA | OCS-P 0564 | 150300000 | 461836 | Floating
2022 | CA | OCS-P 0565 | 145300000 | 446472 | Floating

## T11, Gulf of Mexico WEAs
Table 11: Gulf of Mexico Wind Energy Areas
Lease Number | Location | Area (km2) | Capacity (MW)
OCS-G 37334 | Lake Charles | 415 | 1659
OCS-G 37335 | Galveston 1 | 415 | 1659
OCS-G 37336 | Galveston 2 | 392 | 1567

## T12, US Call Areas Outer Shelf
Table 12: BOEM Call Areas on U.S. Outer Continental Shelf
State | Name | Year Designated | Area (km2) | Likely Substructure Type
HI | O’ahu North Call Area | 2016 | 1331 | Floating
HI | O’ahu South Call Area | 2016 | 626 | Floating
OR | Brookings Call Area | 2022 | 1160 | Floating
OR | Coos Bay Call Area | 2022 | 3528 | Floating
ME | Gulf of Maine Call Area | 2022 | 39677 | Floating
DE/MD/VA/NC | Central Atlantic Draft WEA A | 2022 | 710 | Fixed
DE/MD/VA/NC | Central Atlantic Draft WEA B1 | 2022 | 128 | Fixed
DE/MD/VA/NC | Central Atlantic Draft WEA B2 | 2022 | 1176 | Fixed
DE/MD/VA/NC | Central Atlantic Draft WEA C | 2022 | 741 | Fixed
DE/MD/VA/NC | Central Atlantic Draft WEA D | 2022 | 849 | Fixed
DE/MD/VA/NC | Central Atlantic Draft WEA E1 | 2022 | 1904 | Floating
DE/MD/VA/NC | Central Atlantic Draft WEA E2 | 2022 | 1392 | Floating
DE/MD/VA/NC | Central Atlantic Draft WEA F | 2022 | 170 | Floating

## F15, US Capacity Density
Figure 15: Weighted-average capacity densities by state calculated from project data
Project | Lease Area Name | State | Area (acres) | Area (km2) | Project Capacity (MW) | Weighted-Average Capacity Density (MW/km2)
Revolution Wind | OCS-A 0486 | RI/MA | 82732 | 335 | 704 | 2.1
South Fork Wind Farm | OCS-A 0517 | RI/MA | 13700 | 55 | 132 | 2.38
Sunrise Wind 1 | OCS-A 0487 | RI/MA | 86823 | 351 | 924 | 2.63
Bay State Wind | OCS-A 0500 | MA | 187523 | 759 | 2000 | 2.64
Vineyard Wind 1 | OCS-A 0501 | MA | 65296 | 264 | 800 | 3.03
Ocean Wind 2 | OCS-A 0532 | NJ | 84955 | 344 | 1148 | 3.34
Ocean Wind 1 | OCS-A 0498 | NJ | 75525 | 306 | 1100 | 3.6
SouthCoast Wind | OCS-A 0521 | MA | 127388 | 516 | 2004 | 3.89
Beacon Wind | OCS-A 0520 | MA | 128811 | 521 | 2430 | 4.66
New England | OCS-A 0534 | MA | 101590 | 411 | 2036 | 4.95
US Wind | OCS-A 0490 | MD | 79707 | 323 | 1678 | 5.2
Atlantic Shores Offshore Wind South 1 | OCS-A 0499 | NJ | 70272 | 284 | 1510 | 5.31
CVOW (Commercial) | OCS-A 0483 | VA | 112799 | 456 | 2587 | 5.67
Kitty Hawk | OCS-A 0508 | NC | 122405 | 495 | 3500 | 7.07
Empire Wind 1 | OCS-A 0512 | NY | 27951 | 112 | 816 | 7.44
Empire Wind 2 | OCS-A 0512 | NY | 38363 | 155 | 1260 | 8.12
Skipjack | OCS-A 0519 | DE | 26332 | 107 | 966 | 9.07
Total excl. MA & RI | [5 empty] | 5.6453
Total | [5 empty] | 4.419

## T13, US Offtake Contracts
Table 13: Power Offtake Contracts for U.S. Offshore Wind Energy Projects
Project | Year Awarded | Size (MW) | Duration (Years) | Offtake Type | Regulator Approved | Levelized Nominal Price ($/megawatt-hour [MWh]) | Inflation-Adjusted Price (2023$/MWh) | Power Delivery Year
Block Island Wind Farm | 2010 | 30 | 20 | PPA | Yes | 244 |  | 2016
South Fork Wind Farm | 2017 | 132 | 20 | PPA | Yes | 141 |  | 2024
MarWin | 2017 | 270 | 20 | MD OREC | Yes | 131.9 |  | 2026
Skipjack 1 | 2017 | 120 | 20 | MD OREC | Yes | 131.9 |  | 2026
Vineyard Wind 1 | 2018 | 400 | 20 | PPA | Yes | 74 |  | 2024
Vineyard Wind 1 | 2018 | 400 | 20 | PPA | Yes | 65 |  | 2024
CVOW (Pilot) | 2018 | 12 | 12 | Utility Owned | Yes | 780 |  | 2020
Revolution Wind | 2018 | 400 | 20 | PPA | Yes | 99.5 |  | 2026
Revolution Wind | 2018 | 200 | 20 | PPA | Yes | 98.4 |  | 2026
Revolution Wind | 2019 | 104 | 20 | PPA | Yes | 98.4 |  | 2026
Ocean Wind 1 | 2019 | 1100 | 20 | NJ OREC | Yes | 116.8 |  | 2025
Empire Wind 1 | 2019 | 816 | 25 | NY OREC | Yes | 99 |  | 2026
Sunrise Wind 1 | 2019 | 924 | 25 | NY OREC | Yes | 110 |  | 2026
New England Aqua Ventus I | 2019 | 12 | 20 | PPA | Yes | Undisclosed |  | 2024
SouthCoast Wind 1a | 2020 | 400 | 20 | PPA | Yes | 58.4 |  | 2028
SouthCoast Wind 1a | 2020 | 404 | 20 | PPA | Yes | 58.4 |  | 2029
Icebreaker | 2020 | 21 | 20 | PPA | Yes | Undisclosed |  | 2024
New England Wind 1a | 2021 | 800 | 20 | PPA | Yes | 79.8 |  | 2027
Empire Wind 2 | 2021 | 1260 | 25 | NY OREC | Yes | 107.5 |  | 2027
Beacon Wind 1 | 2021 | 1230 | 25 | NY OREC | Yes | 118 |  | 2029
Ocean Wind 2 | 2021 | 1148 | 20 | NJ OREC | Yes | 42.3 |  | 2028
Atlantic Shores Offshore Wind South Project 1 | 2021 | 1510 | 20 | NJ OREC | Yes | 58.8 |  | 2027
Skipjack 2 | 2021 | 846 | 20 | MD OREC | Yes | 71.6 |  | 2027
Momentum Wind | 2021 | 809 | 20 | MD OREC | Yes | 54.17 |  | 2028
SouthCoast Wind 1b | 2021 | 400 | 20 | PPA | Yes | 77 |  | 2027
New England Wind 1b | 2021 | 1232 | 20 | PPA | Yes | 72 |  | 2027
CVOW (Commercial) | 2021 | 2587 | 20 | Utility Owned | Yes | 87 |  | 2026

## T14, US Procurement Policies
Table 14: State Plannning Goals and Mandated State Procurements by Year
State | Planning Goal - Capacity (MW) | Planning Goal - Year | Mandated Procurement - Capacity (MW) | Mandated Procurement - Year | Offtake Contracts Awarded (MW) | Awarded Projects (MW) | Open/Pending Procurement (MW) | Supporting Policies and Documents
Maine | 156 | 2030 | - | - | 12 | Aqua Ventus (12) |  | Maine Wind Energy Development Assessment (2012)
Massachusetts | 23000 | 2050 | 5600 | 2035 | 3236 | Vineyard Wind 1 (800) SouthCoast Wind 1 (804) South Coast Wind 2 (400) New England Wind (1,232) | 400–3,600 (closes 1/31/2024) | Act to Promote Energy Diversity (2016) Act to Advance Clean Energy (2018) Massachusetts 2050 Decarbonization Roadmap (2020) Act Creating a Next Generation Roadmap for Massachusetts Climate Policy (2021)
Rhode Island | 1430 | 2030 | 1430 | 2030 | 430 | Block Island Wind Farm (30) Revolution Wind (400) | 600–1,000 (closed 3/13/23) | Request for Proposals for Long-Term Contracts for Offshore Wind Energy (2022)
Connecticut | 2000 | 2030 | 2000 | 2030 | 1104 | Revolution Wind (304) New England Wind (800) | Draft request for proposal for 1,196 | Public Act No. 19-71 (2019)
New York | 20000 | 2050 | 9000 | 2035 | 4362 | South Fork Wind (132) Empire Wind 1 (816) Sunrise Wind 1 (924) Empire Wind 2 (1,260) Beacon Wind 1 (1,230) | 1,000–2,000 (closed 1/26/2023) | Case 18-E-0071 (2018) Climate Leadership & Community Protection Act (2019) New York State Climate Action Council Scoping Plan (2022)
New Jersey | 11000 | 2040 | 11000 | 2040 | 3758 | Ocean Wind 1 (1,100) Ocean Wind 2 (1,148) Atlantic Shores Offshore Wind South (Project 1) (1,510) | 1,200–4,000 (closes 6/23/23) | Offshore Wind Economic Development Act (2010) Executive Order 8 (2018) Executive Order 92 (2019) Executive Order 307 (2022)
Maryland | 8500 | 2031 | 8500 | 2031 | 2045 | Skipjack 1 (120) MarWin (270) Momentum Wind (808) Skipjack 2 (846) |  | Maryland Offshore Wind Energy Act (2013) Clean Energy Jobs Act (2019) Promoting Offshore Wind Energy Resource Act (2023)
Virginia | 5200 | 2034 | 5200 | 2034 | 2599 | CVOW Pilot (12) CVOW Commercial (2,587) |  | Virginia Clean Economy Act (2021)
North Carolina | 8000 | 2040 | - | - | - |  |  | Executive Order 218 (2021)
California | 25000 | 2045 | - | - | - |  |  | AB 525 (2021) Offshore Wind Energy Development off the California Coast: Maximum Feasible Capacity and Megawatt Planning Goals for 2030 and 2045 (2022)
Ohio | - | - | - | - | 21 | LEEDCo (21) |  | None
Louisiana | 5000 | 2035 | - | - | - |  |  | Louisiana Action Plan (2022)
Oregon | 3000 | 2030 | - | - | - |  |  | HB 3375 (2021)
Total | 112286 | 2050 | 42730 | 2040 | 17567

## T15, US Flagged Vessels Pt 1
Table 15: Commissioned U.S.-Flagged Vessels To Serve the Offshore Wind Energy Industry
Vessel Category (Vessel Name) | Companies Backing | Project Contracts | Commissioning | Source(s)
Crew transfer vessel (CTV) (Gaspee) | McAllister Towing | CVOW Pilot | 1990 | McAllister Towing, (n.d.); ACP (2023); Dominion Energy (2020a)
CTV (Atlantic Pioneer) | Atlantic Wind Transfers, Blount Boats Inc., Chartwell Marine Ltd. | Block Island Wind Farm | 2016 | Chartwell Marine (n.d.)
CTV (Atlantic Endeavor) | Atlantic Wind Transfers, Blount Boats Inc., Chartwell Marine Ltd. | CVOW | 2020 | Chartwell Marine (n.d.)
CTV | Atlantic Wind Transfers, Chartwell Marine Ltd. | Not listed | 2020 | Chartwell Marine (n.d.)
CTV (Odyssey) | Windserve Marine, Ørsted | CVOW | 2020 | Ørsted (2019)
CTV (Windserve Odyssey) | Senesco Marine, Ørsted | Revolution Wind | Not listed | Ørsted (2019)
CTV | Atlantic Wind Transfers, Dominion Energy | Not listed | Not listed | Power and Energy Solutions (n.d.)
Walk-to-work vessel | US Otto Candies, LLC | South Fork Wind | 2018 | Blenkey (2021)

## T16, US Flagged Vessels Pt 2
Table 16: Actively Announced or Under Construction U.S.-Flagged Vessels To Serve the Offshore Wind Energy Industry
Vessel Category (Vessel Name) | Companies Backing | Project Contracts | Commissioning | Source(s)
Barge | Maersk Supply Service, BP/Equinor | Empire Wind | 2030 | WorkBoat (2022a)
Barge | Maersk Supply Service, BP/Equinor | Empire Wind | 2030 | WorkBoat (2022a)
CTV | Patriot Offshore Maritime Services, Vineyard Wind | Vineyard Wind | 2023 | WorkBoat (2022b)
CTV | Atlantic Wind Transfers, Chartwell Marine, UK | Not listed | 2023 | Memija (2022)
CTV | WINDEA CTV LLC, GE | Vineyard Wind | 2023 | WINDEA (2022)
CTV | WINDEA CTV LLC, GE | Vineyard Wind | 2023 | WINDEA (2022)
CTV | Gladding-Hearn Shipbuilding/Duclos Corporation, Shell New Energies, Ocean Winds | Mayflower Wind | 2023 | Professional Mariner (2021)
CTV | WINDEA CTV LLC, GE | Vineyard Wind | 2023 | WINDEA (2022)
CTV | Blount Boats and Shipyard, American Offshore Services, Ørsted, Eversource | Revolution Wind, South Fork Wind, Sunrise Wind | 2023 | Ørsted (2022)
CTV | Blount Boats and Shipyard, American Offshore Services | Not listed | 2024 | WorkBoat (2021b)
CTV | Blount Boats and Shipyard, Vineyard Wind | Vineyard Wind | 2024 | Vineyard Wind (2022)
CTV | WindServe Marine, LLC, Ørsted, Eversource | Revolution Wind, South Fork Wind, Sunrise Wind | 2024 | Durakovic (2022)
CTV | Atlantic Wind Transfers, Chartwell Marine, UK | Not listed | 2024 | Memija (2022)
CTV | Blount Boats and Shipyard, American Offshore Services, Ørsted, Eversource | Revolution Wind, South Fork Wind, Sunrise Wind | 2024 | Ørsted (2022)
CTV | WindServe Marine, LLC, Ørsted, Eversource | Revolution Wind, South Fork Wind, Sunrise Wind | 2025 | Durakovic (2022)
CTV | WindServe Marine, LLC, Ørsted, Eversource | Revolution Wind, South Fork Wind, Sunrise Wind | 2025 | Durakovic (2022)
CTV | Atlantic Wind Transfers, Chartwell Marine, UK | Not listed | 2026 | Memija (2022)
CTV | Atlantic Wind Transfers, Chartwell Marine, UK | Not listed | 2028 | Memija (2022)
CTV | Atlantic Wind Transfers, Chartwell Marine, UK | Not listed | 2030 | Memija (2022)
CTV | Atlantic Wind Transfers, Chartwell Marine, UK | Not listed | 2032 | Memija (2022)
Multipurpose (Eleanor) | Moran Ironworks Shipyard, Green Shipping Line, DEKC Maritime, Keystone Shipping Company, DEKC Maritime | Not listed | 2023 | Durakovic (2021)
Rock Installation (Great Lakes Dredge and Dock Corporation) | Philly Shipyard, Inc., Great Lakes Dredge and Dock Corporation, Ulstein Design & Solutions B.V. | Empire Wind | 2024 | The Waterways Journal (2020); Ulstein (2020, 2021); Great Lakes Dredge and Dock (2020)
SOV (Eco Edison) | Edison Chouest Offshore, Ørsted, Eversource | Revolution Wind, South Fork Wind and Sunrise Wind | 2024 | Schuler (2020)
SOV | Edison Chouest Offshore, Equinor/BP | Empire Wind | 2026 | Equinor
SOV | Crowley, CREST (Crowley/ESVAGT), HAV Design AS | CVOW - Commercial | 2026 | Crowley (2023)
Tug | Maersk Supply Service, BP/Equinor | Empire Wind | 2030 | WorkBoat (2022a)
Tug | Maersk Supply Service, BP/Equinor | Empire Wind | 2030 | WorkBoat (2022a)
WTIV (Charybdis) | Keppel AmFELS, Dominion Energy, GustoMSC | Revolution Wind, Sunrise Wind, CVOW | 2023 | Dominion Energy (2020); The Maritime Executive (2020); Skopljak (2020b)

## T17, US Ports and Manufacturing
Table 17: Investments in Offshore Wind Ports and Tier 1 Manufacturing Facilities From January 1, 2022, to May 2023
Port | State | Type of Investment | Announced Investment ($ million) | Funding Source
New Bedford Marine Commerce Terminal | MA | Marshaling port | 45 | MassCEC
Salem Wind Port | MA | Marshaling port | 108.8 | MassCEC PIDP
New Bedford Foss Marine Terminal | MA | O&M port | 15 | MassCEC
Prysmian Marine Terminal at Brayton Point | MA | Subsea cable manufacturing | 225 | Prysmian
MassCEC
Bridgeport | CT | O&M port | 10.5 | PIDP
South Brooklyn Marine Terminal | NY | Marshaling port | 200 | Equinor, bp
Arthur Kill Terminal | NY | Marshaling port | 48 | PIDP
Quonset State Airport | RI | Helicopter operations | 1.8 | Ørsted Eversource
Tradepoint Atlantic | MD | Monopile and tower manufacturing | Not disclosed | Not disclosed
Portsmouth Marine Terminal | VA | Marshaling port | 223 | Virginia Port Authority
Norfolk | VA | Operations and logistics center | 100 | Fairwinds LLC
Nucor | KY | Steel plate manufacturing | 1700 | Not disclosed
Port of Humboldt | CA | Marshaling port | 10.5 | CEC
Total announced investment in 2022-2023 |  |  | 2687.6

## F17, Global Annual Additions
Figure 17: Global Annual Offshore Wind Energy Capacity Additions (MW) Through December 31, 2022
Commercial Operation Date | China | Denmark | France | Germany | Italy | Japan | Netherlands | Other Asia | Other Europe | Taiwan | United Kingdom | United States | Vietnam | Total
Pre-2001 | 0 | 5 | 0 | 0 | 0 | 0 | 16.8 | 0 | 3.3 | 0 | 0 | 0 | 0 | 25.1
2001 | 0 | 40 | 0 | 0 | 0 | 0 | 0 | 0 | 0 | 0 | 0 | 0 | 0 | 40
2002 | 0 | 160 | 0 | 0 | 0 | 0 | 0 | 0 | 0 | 0 | 0 | 0 | 0 | 160
2003 | 0 | 216.4 | 0 | 0 | 0 | 0 | 0 | 0 | 0 | 0 | 0 | 0 | 0 | 216.4
2004 | 0 | 0 | 0 | 4.5 | 0 | 11.32 | 0 | 0 | 25.2 | 0 | 120 | 0 | 0 | 161.02
2005 | 0 | 0 | 0 | 0 | 0 | 0 | 0 | 0 | 0 | 0 | 90 | 0 | 0 | 90
2006 | 0 | 0 | 0 | 2.5 | 0 | 0 | 0 | 0 | 0 | 0 | 90 | 0 | 0 | 92.5
2007 | 0 | 0 | 0 | 0 | 0 | 0 | 108 | 0 | 110.4 | 0 | 90 | 0 | 0 | 308.4
2008 | 0 | 0 | 0 | 0 | 0 | 0 | 120 | 0 | 0 | 0 | 0 | 0 | 0 | 120
2009 | 2 | 21 | 0 | 0 | 0 | 0 | 0 | 0 | 42.3 | 0 | 284.4 | 0 | 0 | 349.7
2010 | 136.5 | 416.3 | 0 | 60 | 0 | 14 | 0 | 0 | 207.3 | 0 | 646.8 | 0 | 0 | 1480.9
2011 | 6.5 | 10.8 | 0 | 48.3 | 0 | 0 | 0 | 0 | 0 | 0 | 183.6 | 0 | 0 | 249.2
2012 | 154.3 | 0 | 0 | 0 | 0 | 0.006 | 0 | 0 | 0 | 0 | 333.6 | 0 | 0 | 487.906
2013 | 56 | 399.6 | 0 | 400 | 0 | 18.4 | 0 | 0 | 343.2 | 0 | 1732.8 | 0 | 16 | 2966
2014 | 0 | 0 | 0 | 396 | 0 | 0 | 0 | 0 | 222 | 0 | 451.1 | 0 | 0 | 1069.1
2015 | 367.4 | 0 | 0 | 2373.2 | 0 | 18 | 129 | 0 | 0.03 | 0 | 1061.5 | 0 | 0 | 3949.13
2016 | 482.8 | 0 | 0 | 582 | 0 | 2 | 144 | 0 | 0 | 0 | 0 | 30 | 83.2 | 1324
2017 | 704.4 | 0 | 0 | 1132.8 | 0 | 0 | 600 | 33 | 233.4 | 8 | 686.2 | 0 | 0 | 3397.8
2018 | 1280.8 | 28 | 2 | 800 | 0 | 0 | 0 | 0 | 359 | 0 | 2122.2 | 0 | 0 | 4592
2019 | 1607.2 | 406.7 | 0 | 1530 | 0 | 3 | 0 | 0 | 374.6 | 120 | 1806 | 0 | 0 | 5847.5
2020 | 2983.4 | 0 | 0 | 315 | 0 | 0 | 1483.5 | 60 | 731 | 0 | 714 | 12 | 0 | 6298.9
2021 | 13789.85 | 605 | 0 | 0 | 0 | 0 | 401.7 | 0 | 3.6 | 109.2 | 1855 | 0 | 634.3 | 17398.65
2022 | 5719.6 | 0 | 480 | 342 | 30 | 84 | 0 | 12.3 | 0.2 | 0 | 1386 | 0 | 331 | 8385.1
Total | 27290.75 | 2308.8 | 482 | 7986.3 | 30 | 150.726 | 3003 | 105.3 | 2655.53 | 237.2 | 13653.2 | 42 | 1064.5 | 59009.306

## F18,20, Installed and Const.
Figures 18, 20: Installed and Under Construction Offshore Wind Energy Capacity by Country (MW)
Country | Installed | Under Construction
Belgium | 2261.8 | 0
China | 27290.75 | 4585.2
Denmark | 2308.8 | 344
France | 0 | 1534.2
Germany | 7986.3 | 1642
Japan | 0 | 412.4
Netherlands | 3003 | 2431
Other | 2463.456 | 296.225
Taiwan | 0 | 2412
United Kingdom | 13653.2 | 6676
United States | 42 | 932
Vietnam | 0 | 451.5
Total | 59009.306 | 21716.525

## F19,22, Global Cumulative
Figures 19, 22: Estimated cumulative offshore wind capacity by country based on developer-announced CODs
Commercial Operation Date | Belgium | China | Denmark | Germany | Netherlands | New Zealand | Oceania | Other Americas | Other Asia | Other Europe | South Korea | Taiwan | United Kingdom | United States | Vietnam | Total
1995 | 0 | 0 | 5 | 0 | 0 | 0 | 0 | 0 | 0 | 0 | 0 | 0 | 0 | 0 | 0 | 5
1996 | 0 | 0 | 5 | 0 | 16.8 | 0 | 0 | 0 | 0 | 0 | 0 | 0 | 0 | 0 | 0 | 21.8
1997 | 0 | 0 | 5 | 0 | 16.8 | 0 | 0 | 0 | 0 | 0 | 0 | 0 | 0 | 0 | 0 | 21.8
1998 | 0 | 0 | 5 | 0 | 16.8 | 0 | 0 | 0 | 0 | 3.3 | 0 | 0 | 0 | 0 | 0 | 25.1
1999 | 0 | 0 | 5 | 0 | 16.8 | 0 | 0 | 0 | 0 | 3.3 | 0 | 0 | 0 | 0 | 0 | 25.1
2000 | 0 | 0 | 5 | 0 | 16.8 | 0 | 0 | 0 | 0 | 3.3 | 0 | 0 | 0 | 0 | 0 | 25.1
2001 | 0 | 0 | 45 | 0 | 16.8 | 0 | 0 | 0 | 0 | 3.3 | 0 | 0 | 0 | 0 | 0 | 65.1
2002 | 0 | 0 | 205 | 0 | 16.8 | 0 | 0 | 0 | 0 | 3.3 | 0 | 0 | 0 | 0 | 0 | 225.1
2003 | 0 | 0 | 421.4 | 0 | 16.8 | 0 | 0 | 0 | 0 | 3.3 | 0 | 0 | 0 | 0 | 0 | 441.5
2004 | 0 | 0 | 421.4 | 4.5 | 16.8 | 0 | 0 | 0 | 11.32 | 28.5 | 0 | 0 | 120 | 0 | 0 | 602.52
2005 | 0 | 0 | 421.4 | 4.5 | 16.8 | 0 | 0 | 0 | 11.32 | 28.5 | 0 | 0 | 210 | 0 | 0 | 692.52
2006 | 0 | 0 | 421.4 | 7 | 16.8 | 0 | 0 | 0 | 11.32 | 28.5 | 0 | 0 | 300 | 0 | 0 | 785.02
2007 | 0 | 0 | 421.4 | 7 | 124.8 | 0 | 0 | 0 | 11.32 | 138.9 | 0 | 0 | 390 | 0 | 0 | 1093.42
2008 | 0 | 0 | 421.4 | 7 | 244.8 | 0 | 0 | 0 | 11.32 | 138.9 | 0 | 0 | 390 | 0 | 0 | 1213.42
2009 | 30 | 2 | 442.4 | 7 | 244.8 | 0 | 0 | 0 | 11.32 | 151.2 | 0 | 0 | 674.4 | 0 | 0 | 1563.12
2010 | 195 | 138.5 | 858.7 | 67 | 244.8 | 0 | 0 | 0 | 25.32 | 193.5 | 0 | 0 | 1321.2 | 0 | 0 | 3044.02
2011 | 195 | 145 | 869.5 | 115.3 | 244.8 | 0 | 0 | 0 | 25.32 | 193.5 | 0 | 0 | 1504.8 | 0 | 0 | 3293.22
2012 | 195 | 299.3 | 869.5 | 115.3 | 244.8 | 0 | 0 | 0 | 25.326 | 193.5 | 0 | 0 | 1838.4 | 0 | 0 | 3781.126
2013 | 490.2 | 355.3 | 1269.1 | 515.3 | 244.8 | 0 | 0 | 0 | 43.726 | 241.5 | 0 | 0 | 3571.2 | 0 | 16 | 6747.126
2014 | 712.2 | 355.3 | 1269.1 | 911.3 | 244.8 | 0 | 0 | 0 | 43.726 | 241.5 | 0 | 0 | 4022.3 | 0 | 16 | 7816.226
2015 | 712.2 | 722.7 | 1269.1 | 3284.5 | 373.8 | 0 | 0 | 0 | 61.726 | 241.53 | 0 | 0 | 5083.8 | 0 | 16 | 11765.356
2016 | 712.2 | 1205.5 | 1269.1 | 3866.5 | 517.8 | 0 | 0 | 0 | 63.726 | 241.53 | 0 | 0 | 5083.8 | 30 | 99.2 | 13089.356
2017 | 877.2 | 1909.9 | 1269.1 | 4999.3 | 1117.8 | 0 | 0 | 0 | 63.726 | 309.93 | 33 | 8 | 5770 | 30 | 99.2 | 16487.156
2018 | 1186.2 | 3190.7 | 1297.1 | 5799.3 | 1117.8 | 0 | 0 | 0 | 63.726 | 361.93 | 33 | 8 | 7892.2 | 30 | 99.2 | 21079.156
2019 | 1555.8 | 4797.9 | 1703.8 | 7329.3 | 1117.8 | 0 | 0 | 0 | 66.726 | 366.93 | 33 | 128 | 9698.2 | 30 | 99.2 | 26926.656
2020 | 2261.8 | 7781.3 | 1703.8 | 7644.3 | 2601.3 | 0 | 0 | 0 | 66.726 | 391.93 | 93 | 128 | 10412.2 | 42 | 99.2 | 33225.556
2021 | 2261.8 | 21571.15 | 2308.8 | 7644.3 | 3003 | 0 | 0 | 0 | 66.726 | 395.53 | 93 | 237.2 | 12267.2 | 42 | 733.5 | 50624.206
2022 | 2261.8 | 27290.75 | 2308.8 | 7986.3 | 3003 | 0 | 0 | 0 | 150.726 | 905.73 | 105.3 | 237.2 | 13653.2 | 42 | 1064.5 | 59009.306
2023 | 2261.8 | 34437.95 | 2652.8 | 7986.3 | 5434 | 0 | 0 | 0 | 326.326 | 2022.155 | 106.3 | 2601.7 | 16028.2 | 42 | 1516 | 75415.531
2024 | 2261.8 | 40774.95 | 2652.8 | 8715.3 | 5434 | 0 | 0 | 0 | 343.126 | 2646.655 | 305.3 | 2949.2 | 16506.1 | 995 | 1596 | 85180.231
2025 | 2261.8 | 44730.95 | 2912.8 | 10538.3 | 5434 | 0 | 0 | 500 | 563.126 | 3868.655 | 413.3 | 3586.3 | 18638.1 | 2365 | 1596 | 97408.331
2026 | 2261.8 | 44730.95 | 3518.8 | 12361.5 | 6950 | 0 | 1000 | 500 | 1295.226 | 9350.155 | 2378.3 | 8499.2 | 23116.5 | 5787 | 2096 | 123845.431
2027 | 2261.8 | 45530.95 | 4990.8 | 13291.5 | 6950 | 0 | 2795 | 500 | 1295.226 | 13380.155 | 3842.78 | 11903.2 | 28048.5 | 13176 | 2696 | 150661.911
2028 | 2261.8 | 45530.95 | 10985.8 | 13291.5 | 6950 | 0 | 2795 | 1640 | 3681.226 | 26818.055 | 6482.78 | 13403.2 | 28648.5 | 16971 | 2696 | 182155.811

## F21, Developer Announced
Figure 21: Developer-announced COD for offshore wind energy projects under construction with financial closure
Commercial Operation Date | China | Denmark | Germany | Netherlands | Other Asia | Other Europe | United Kingdom | United States | Total
2023 | 4385.2 | 344 | 0 | 2431 | 2991.6 | 1116.425 | 2375 | 0 | 13643.225
2024 | 0 | 0 | 729 | 0 | 263.3 | 515 | 448 | 932 | 2887.3
2025 | 200 | 0 | 913 | 0 | 220 | 0 | 1235 | 0 | 2568
2026 | 0 | 0 | 0 | 0 | 0 | 0 | 2618 | 0 | 2618
Total | 4585.2 | 344 | 1642 | 2431 | 3474.9 | 1631.425 | 6676 | 932 | 21716.525

## F23, Global Floating Cumulative
Figures 23: Cumulative floating offshore wind capacity by country based on announced CODs through 2030
Country | Norway | Portugal | Japan | Colombia | Saudi Arabia | France | China | Ireland | Philippines | Spain | United States | Taiwan | South Korea | Sweden | Italy | United Kingdom | Total
2009 | 2.3 | 0 | 0 | 0 | 0 | 0 | 0 | 0 | 0 | 0 | 0 | 0 | 0 | 0 | 0 | 0 | 2.3
2010 | 2.3 | 0 | 0 | 0 | 0 | 0 | 0 | 0 | 0 | 0 | 0 | 0 | 0 | 0 | 0 | 0 | 2.3
2011 | 2.3 | 0 | 0 | 0 | 0 | 0 | 0 | 0 | 0 | 0 | 0 | 0 | 0 | 0 | 0 | 0 | 2.3
2012 | 2.3 | 0 | 0.006 | 0 | 0 | 0 | 0 | 0 | 0 | 0 | 0 | 0 | 0 | 0 | 0 | 0 | 2.306
2013 | 2.3 | 0 | 0.006 | 0 | 0 | 0 | 0 | 0 | 0 | 0 | 0 | 0 | 0 | 0 | 0 | 0 | 2.306
2014 | 2.3 | 0 | 0.006 | 0 | 0 | 0 | 0 | 0 | 0 | 0 | 0 | 0 | 0 | 0 | 0 | 0 | 2.306
2015 | 2.3 | 0 | 0.006 | 0 | 0 | 0 | 0 | 0 | 0 | 0 | 0 | 0 | 0 | 0.03 | 0 | 0 | 2.336
2016 | 2.3 | 0 | 2.006 | 0 | 0 | 0 | 0 | 0 | 0 | 0 | 0 | 0 | 0 | 0.03 | 0 | 0 | 4.336
2017 | 2.3 | 0 | 2.006 | 0 | 0 | 0 | 0 | 0 | 0 | 0 | 0 | 0 | 0 | 0.03 | 0 | 30 | 34.336
2018 | 2.3 | 0 | 2.006 | 0 | 0 | 2 | 0 | 0 | 0 | 0 | 0 | 0 | 0 | 0.03 | 0 | 32 | 38.336
2019 | 2.3 | 0 | 5.006 | 0 | 0 | 2 | 0 | 0 | 0 | 0 | 0 | 0 | 0 | 0.03 | 0 | 32 | 41.336
2020 | 2.3 | 25 | 5.006 | 0 | 0 | 2 | 0 | 0 | 0 | 0 | 0 | 0 | 0 | 0.03 | 0 | 32 | 66.336
2021 | 5.9 | 25 | 5.006 | 0 | 0 | 2 | 5.5 | 0 | 0 | 0 | 0 | 0 | 0 | 0.03 | 0 | 80 | 123.436
2022 | 5.9 | 25 | 5.006 | 0 | 0 | 2 | 5.5 | 0 | 0 | 0.2 | 0 | 0 | 0 | 0.03 | 0 | 80 | 123.636
2023 | 100.9 | 25 | 5.006 | 0 | 0 | 27.2 | 48.3 | 0 | 0 | 2.425 | 0 | 0 | 1 | 0.03 | 0 | 80 | 289.861
2024 | 107.9 | 25 | 21.806 | 0 | 0 | 92.2 | 48.3 | 0 | 0 | 4.925 | 0 | 0 | 1 | 0.03 | 0 | 80 | 381.161
2025 | 107.9 | 25 | 21.806 | 500 | 0 | 92.2 | 248.3 | 0 | 0 | 110.925 | 0 | 0 | 1 | 0.03 | 0 | 95 | 1202.161
2026 | 107.9 | 25 | 66.806 | 500 | 500 | 92.2 | 248.3 | 10 | 0 | 1395.925 | 12 | 1786 | 1 | 0.03 | 0 | 375.4 | 5120.561
2027 | 107.9 | 25 | 66.806 | 500 | 500 | 132.2 | 1048.3 | 10 | 0 | 1395.925 | 12 | 1786 | 201 | 0.03 | 972 | 1055.4 | 7812.561
2028 | 107.9 | 25 | 66.806 | 500 | 500 | 132.2 | 1048.3 | 10 | 0 | 1395.925 | 156 | 1786 | 201 | 0.03 | 972 | 1055.4 | 7956.561
2029 | 107.9 | 25 | 66.806 | 500 | 500 | 882.2 | 1048.3 | 10 | 0 | 2343.925 | 156 | 2986 | 1205 | 6450.03 | 4122 | 5955.4 | 26358.561
2030 | 107.9 | 175 | 216.806 | 500 | 500 | 882.2 | 1048.3 | 1510 | 2000 | 2343.925 | 2814 | 2986 | 3035 | 6450.03 | 6915 | 7900.4 | 39384.561
Total | 895.6 | 425 | 558.714 | 3000 | 2500 | 2342.6 | 4797.4 | 1550 | 2000 | 8994.1 | 3150 | 11330 | 4646 | 12900.48 | 12981 | 16883 | 88953.894

## F24, Global Regional
Figure 24: Total global offshore wind energy pipeline by regulatory status
Pipeline Classification | Asia | Europe | United States | Other | Total
Installed | 28848.476 | 30118.83 | 42 | 0 | 59009.306
Under Construction | 8060.1 | 12724.425 | 932 | 0 | 21716.525
Financial Close | 0 | 0 | 0 | 0 | 0
Approved | 0 | 0 | 1100 | 0 | 1100
Permitting | 13375 | 33541.5 | 20978 | 304 | 68198.5
Site Control | 0 | 0 | 24596 | 0 | 24596
Planning | 72525.08 | 140434.9 | 5039 | 34170 | 252168.98
Total Pipeline | 122808.656 | 216819.655 | 52687 | 34474 | 426789.311
Does not include projects that are dormant, cancelled, decommissioned, or development zones.
Please note the North America region includes potential offshore wind projects in Canada.

## F25, Global Floating Regional
Figure 25: Total global floating offshore wind energy pipeline by regulatory status
Pipeline Classification | United States | Other | Asia | Europe | Total
Operating | 0 | 0 | 10.5 | 112.9 | 123.4
Under Construction | 0 | 0 | 259.6 | 187.425 | 447.025
Financial Close | 0 | 0 | 0 | 0 | 0
Approved | 0 | 0 | 0 | 0 | 0
Permitting | 12 | 0 | 0 | 206.4 | 218.4
Site Control | 6042 | 0 | 0 | 0 | 6042
Planning | 144 | 13750 | 21261 | 60543.5 | 95698.5
Total Pipeline | 6198 | 13750 | 21531.1 | 61050.225 | 102529.325
Does not include projects that are dormant, cancelled, decommissioned, or development zones.
Please note the North America region includes potential offshore wind projects in Canada.

## T18, Global Floating Pipeline
Table 18: Global Floating Offshore Wind Energy Pipeline
Country | Operating (MW) | Under Construction (MW) | Permitting (MW) | Site Control (MW) | Planning (MW) | Total (MW)
Australia |  |  |  |  | 11250 | 11250
China | 5.5 | 242.8 |  |  | 1800 | 2048
Colombia |  |  |  |  | 500 | 500
France | 2 | 90.2 |  |  | 1790 | 1882
Ireland |  |  |  |  | 5510 | 5510
Italy |  |  |  |  | 6915 | 6915
Japan | 5 | 16.8 |  |  | 195 | 216
New Zealand |  |  |  |  | 2000 | 2000
Norway | 5.9 | 95 | 1 |  | 6 | 108
Philippines |  |  |  |  | 7425 | 7425
Portugal | 25 |  |  |  | 350 | 375
Saudi Arabia |  |  |  |  | 500 | 500
South Korea |  |  |  |  | 3855 | 3855
Spain |  | 2.3 |  |  | 2341 | 2343
Sweden |  |  |  |  | 14650 | 14650
Taiwan |  |  |  |  | 7486 | 7486
United States |  |  | 12 | 6042 | 154 | 6268
United Kingdom | 80 |  | 205 |  | 28981 | 29266
Total | 123.4 | 447.1 | 218 | 6042 | 95708 | 102597

## F26, Global Forecasts
Figure 26: Industry forecasts for global offshore wind energy deployment to 2032
4C Offshore
Country | 1995 | 1996 | 1997 | 1998 | 1999 | 2000 | 2001 | 2002 | 2003 | 2004 | 2005 | 2006 | 2007 | 2008 | 2009 | 2010 | 2011 | 2012 | 2013 | 2014 | 2015 | 2016 | 2017 | 2018 | 2019 | 2020 | 2021 | 2022 | 2023 | 2024 | 2025 | 2026 | 2027 | 2028 | 2029 | 2030 | 2031 | 2032
Australia | 0 | 0 | 0 | 0 | 0 | 0 | 0 | 0 | 0 | 0 | 0 | 0 | 0 | 0 | 0 | 0 | 0 | 0 | 0 | 0 | 0 | 0 | 0 | 0 | 0 | 0 | 0 | 0 | 0 | 0 | 0 | 0 | 0 | 0 | 2200 | 0 | 0 | 0
Belgium | 0 | 0 | 0 | 0 | 0 | 0 | 0 | 0 | 0 | 0 | 0 | 0 | 0 | 30 | 165 | 184.5 | 110.7 | 0 | 222 | 0 | 0 | 165 | 309 | 369.6 | 706 | 0 | 0 | 0 | 0 | 0 | 0 | 700 | 1400 | 1400 | 0 | 0 | 0 | 0
China | 0 | 0 | 0 | 0 | 0 | 0 | 0 | 0 | 0 | 0 | 0 | 0 | 0 | 0 | 142.5 | 2.5 | 207.5 | 174.2 | 0 | 296 | 804.8 | 1174.4 | 2221.5 | 3130.3 | 5955.4 | 11086 | 4009.6 | 4056 | 6671.85 | 5397 | 4000 | 3900 | 6100 | 6098.5 | 9598 | 7150 | 9100 | 2558.4
Denmark | 5 | 0 | 0 | 0 | 0 | 40 | 0 | 376.4 | 0 | 0 | 0 | 0 | 0 | 209.3 | 238.8 | 0 | 399.6 | 0 | 0 | 0 | 0 | 0 | 434.7 | 0 | 0 | 605 | 0 | 344 | 416 | 0 | 1286 | 240 | 160 | 1200 | 1900 | 3900 | 4000 | 3000
Germany | 0 | 0 | 0 | 0 | 0 | 0 | 0 | 0 | 0 | 4.5 | 0 | 2.5 | 0 | 60 | 0 | 448.3 | 200 | 1091.2 | 1190 | 288 | 1202.1 | 862.7 | 781 | 1402 | 112 | 0 | 0 | 599 | 1642 | 900 | 968 | 930 | 1800 | 4000 | 4500 | 4500 | 4170 | 4000
Japan | 0 | 0 | 0 | 0 | 0 | 0 | 0 | 0 | 11.32 | 0 | 0 | 0 | 0 | 0 | 14 | 0 | 0.006 | 18.4 | 0 | 0 | 0 | 2 | 3 | 0 | 0 | 0 | 138.6 | 0 | 229 | 159.6 | 45 | 0 | 966 | 926 | 1610 | 2870 | 1000 | 2600
Netherlands | 0 | 16.8 | 0 | 0 | 0 | 0 | 0 | 0 | 0 | 0 | 0 | 228 | 0 | 0 | 0 | 0 | 0 | 0 | 0 | 129 | 744 | 0 | 0 | 0 | 731.5 | 1153.7 | 1540 | 759 | 0 | 1516 | 0 | 0 | 2000 | 4000 | 4000 | 2700 | 4000 | 2200
Other Americas | 0 | 0 | 0 | 0 | 0 | 0 | 0 | 0 | 0 | 0 | 0 | 0 | 0 | 0 | 0 | 0 | 0 | 0 | 0 | 0 | 0 | 0 | 0 | 0 | 0 | 0 | 0 | 0 | 0 | 0 | 0 | 400 | 1656 | 0 | 0 | 624 | 0 | 6507
Other Asia | 0 | 0 | 0 | 0 | 0 | 0 | 0 | 0 | 0 | 0 | 0 | 0 | 0 | 0 | 0 | 0 | 0 | 0 | 0 | 0 | 30 | 11 | 60 | 0 | 120.75 | 749.2 | 1866.7 | 13 | 99 | 3124 | 1296 | 2586 | 2924 | 3214 | 3752 | 3900 | 3494 | 4610
Other Europe | 0 | 0 | 0 | 0 | 0 | 0 | 0 | 0 | 25.2 | 0 | 0 | 0 | 0 | 0 | 2.3 | 2.3 | 0 | 0 | 0 | 0 | 0 | 26.4 | 44 | 5 | 25 | 0 | 1009.825 | 1171.7 | 86.2 | 498.5 | 1755 | 990 | 2851.9 | 6192.9 | 3286 | 9762.5 | 5825 | 8850
Sweden | 0 | 0 | 3.3 | 0 | 0 | 0 | 0 | 0 | 0 | 0 | 0 | 110.4 | 0 | 0 | 30 | 0 | 0 | 48 | 0 | 0 | 0.03 | 0 | 0 | 0 | 0 | 0 | 0 | 0 | 100 | 0 | 0 | 0 | 640 | 0 | 500 | 0 | 864 | 2000
United Kingdom | 0 | 0 | 0 | 0 | 0 | 0 | 0 | 0 | 120 | 90 | 90 | 90 | 368.4 | 262.8 | 1120.8 | 333.6 | 1083.6 | 650.1 | 615 | 210 | 49.5 | 1982.7 | 1318.5 | 2027.2 | 950 | 2739 | 1140 | 1235 | 2117 | 3698 | 1929.9 | 4709 | 2658.4 | 4559 | 1904 | 2133 | 6100 | 1500
United States | 0 | 0 | 0 | 0 | 0 | 0 | 0 | 0 | 0 | 0 | 0 | 0 | 0 | 0 | 0 | 0 | 0 | 0 | 0 | 0 | 30 | 0 | 0 | 0 | 0 | 12 | 0 | 0 | 20.7 | 4391.2 | 3794.5 | 4782.6 | 2382 | 4222 | 4990 | 9150 | 19567 | 5835
Vietnam | 0 | 0 | 0 | 0 | 0 | 0 | 0 | 0 | 0 | 0 | 0 | 0 | 0 | 0 | 0 | 0 | 0 | 16 | 0 | 83.2 | 0 | 0 | 0 | 0 | 0 | 473.3 | 1121.5 | 310 | 885 | 638 | 500 | 600 | 1000 | 600 | 0 | 800 | 0 | 800
Total | 5 | 16.8 | 3.3 | 0 | 0 | 40 | 0 | 376.4 | 156.52 | 94.5 | 90 | 430.9 | 368.4 | 562.1 | 1713.4 | 971.2 | 2001.406 | 1997.9 | 2027 | 1006.2 | 2860.43 | 4224.2 | 5171.7 | 6934.1 | 8600.65 | 16818.2 | 10826.225 | 8487.7 | 12266.75 | 20322.3 | 15574.4 | 19837.6 | 26538.3 | 36412.4 | 38240 | 47489.5 | 58120 | 44460.4
BNEF
Country | 1995 | 1996 | 1997 | 1998 | 1999 | 2000 | 2001 | 2002 | 2003 | 2004 | 2005 | 2006 | 2007 | 2008 | 2009 | 2010 | 2011 | 2012 | 2013 | 2014 | 2015 | 2016 | 2017 | 2018 | 2019 | 2020 | 2021 | 2022 | 2023 | 2024 | 2025 | 2026 | 2027 | 2028 | 2029 | 2030 | 2031 | 2032
Australia | 0 | 0 | 0 | 0 | 0 | 0 | 0 | 0 | 0 | 0 | 0 | 0 | 0 | 0 | 0 | 0 | 0 | 0 | 0 | 0 | 0 | 0 | 0 | 0 | 0 | 0 | 0 | 0 | 0 | 0 | 0 | 0 | 0 | 0 | 0 | 0 | 0 | 0
Belgium | 0 | 0 | 0 | 0 | 0 | 0 | 0 | 0 | 0 | 0 | 0 | 0 | 0 | 30 | 0 | 165 | 0 | 185 | 111 | 216 | 0 | 0 | 165 | 0 | 678 | 706 | 0 | 0 | 0 | 0 | 0 | 0 | 0 | 700 | 1400 | 1400 | 0 | 0
China | 0 | 0 | 0 | 0 | 0 | 0 | 0 | 0 | 0 | 0 | 0 | 0 | 2 | 0 | 0 | 155 | 99 | 119 | 36 | 176 | 386 | 643 | 1067 | 1845 | 2728 | 4045 | 10815 | 4112 | 9933.1 | 9932 | 15671.5 | 8754 | 9400 | 10050 | 12500 | 15650 | 10100 | 11100
Denmark | 5 | 0 | 0 | 0 | 0 | 0 | 40 | 160 | 213 | 0 | 0 | 0 | 0 | 0 | 238 | 207 | 4 | 0 | 400 | 0 | 0 | 0 | 0 | 28 | 407 | 0 | 604 | 0 | 0 | 416.4 | 0 | 250 | 1000 | 700 | 1200 | 2500 | 2500 | 2000
Germany | 0 | 0 | 0 | 0 | 0 | 0 | 0 | 0 | 0 | 5 | 0 | 3 | 0 | 10 | 0 | 60 | 48 | 0 | 400 | 108 | 2647 | 0 | 2065 | 465 | 1537 | 320 | 0 | 342 | 598.5 | 739 | 913 | 1858 | 1907 | 1800 | 4000 | 4000 | 3333 | 3666
Japan | 0 | 0 | 0 | 0 | 0 | 0 | 0 | 0 | 0 | 0 | 0 | 0 | 0 | 0 | 0 | 0 | 0 | 0 | 8 | 0 | 0 | 5 | 3 | 0 | 3 | 0 | 0 | 146 | 121 | 16.8 | 220 | 180.5 | 80 | 869.4 | 1392 | 1253 | 1050 | 1100
Netherlands | 0 | 17 | 0 | 0 | 0 | 0 | 0 | 0 | 0 | 0 | 0 | 0 | 108 | 120 | 0 | 0 | 0 | 0 | 0 | 0 | 129 | 144 | 600 | 0 | 0 | 752 | 1133 | 0 | 1672 | 759 | 0 | 760 | 700 | 0 | 1000 | 3000 | 2000 | 2700
Other | 0 | 0 | 0 | 0 | 0 | 0 | 0 | 0 | 0 | 0 | 0 | 0 | 0 | 24 | 0 | 2 | 0 | 2 | 0 | 0 | 0 | 0 | 40 | 0 | 0 | 25 | 0 | 0 | 0 | 0 | 0 | 0 | 0 | 0 | 0 | 0 | 0 | 0
Other Americas | 0 | 0 | 0 | 0 | 0 | 0 | 0 | 0 | 0 | 0 | 0 | 0 | 0 | 0 | 0 | 0 | 0 | 0 | 0 | 0 | 0 | 0 | 0 | 0 | 0 | 0 | 0 | 0 | 0 | 0 | 0 | 0 | 0 | 0 | 0 | 0 | 0 | 0
Other Asia | 0 | 0 | 0 | 0 | 0 | 0 | 0 | 0 | 0 | 0 | 0 | 0 | 0 | 0 | 0 | 0 | 0 | 5 | 0 | 0 | 0 | 8 | 33 | 0 | 155 | 60 | 109 | 2136 | 2044.1 | 394.58 | 2151.5 | 3045.8 | 2921 | 3162 | 3962 | 3774.12 | 3736 | 3999
Other Europe | 0 | 0 | 0 | 0 | 0 | 0 | 0 | 0 | 0 | 25 | 0 | 0 | 0 | 24 | 2 | 2 | 0 | 2 | 0 | 0 | 0 | 0 | 40 | 2 | 5 | 25 | 4 | 600 | 1114 | 508.2 | 10 | 1342 | 2040 | 3135 | 4248 | 6350 | 5450 | 7600
Sweden | 0 | 0 | 3 | 0 | 0 | 11 | 10 | 0 | 0 | 0 | 0 | 0 | 0 | 110 | 0 | 30 | 0 | 0 | 48 | 0 | 0 | 0 | 0 | 3 | 0 | 0 | 0 | 0 | 0 | 0 | 100 | 0 | 0 | 0 | 0 | 0 | 0 | 250
United Kingdom | 0 | 0 | 0 | 0 | 0 | 4 | 0 | 0 | 60 | 60 | 90 | 90 | 100 | 0 | 284 | 653 | 184 | 1157 | 974 | 396 | 1055 | 0 | 730 | 2081 | 1985 | 535 | 48 | 3191 | 1692.5 | 2167 | 1499.5 | 6830 | 5919 | 2637 | 2975 | 2256 | 8637 | 7581
United States | 0 | 0 | 0 | 0 | 0 | 0 | 0 | 0 | 0 | 0 | 0 | 0 | 0 | 0 | 0 | 0 | 0 | 0 | 0 | 0 | 0 | 30 | 0 | 0 | 0 | 12 | 0 | 0 | 132 | 817 | 3911.7 | 3470.5 | 4509.6 | 3948 | 4610 | 4500 | 4600 | 4600
Vietnam | 0 | 0 | 0 | 0 | 0 | 0 | 0 | 0 | 0 | 0 | 0 | 0 | 0 | 0 | 0 | 0 | 0 | 0 | 16 | 0 | 0 | 83 | 0 | 0 | 0 | 0 | 729 | 641 | 1067.7 | 957 | 635 | 527 | 500 | 500 | 800 | 1000 | 1500 | 1500
Total | 5 | 17 | 3 | 0 | 0 | 15 | 50 | 160 | 273 | 90 | 90 | 93 | 210 | 318 | 524 | 1274 | 335 | 1470 | 1993 | 896 | 4217 | 913 | 4743 | 4424 | 7498 | 6480 | 13442 | 11168 | 18374.9 | 16706.98 | 25112.2 | 27017.8 | 28976.6 | 27501.4 | 38087 | 45683.12 | 42906 | 46096

## F27, Floating Projections
Figure 27: Long-term cumulative floating offshore wind energy deployment projections
COD | Equinor | GWEC 2020 Max | GWEC 2020 Min | GWEC 2020 Cumulative | GWEC 2022 | Wood Mackenzie 2020 Base | Wood Mackenzie 2020 Bear | Wood Mackenzie 2020 Bull | Strathclyde 2019 | 4C Offshore 2021 | DNV 2022 Installed & Off Grid | DNV 2022 Installed | ORE Catapult 2022 | AEGIR 2022 Cumulative | EnergyPulse 2022 | Enerdata 2022
2000
2001
2002
2003
2004
2005
2006
2007
2008
2009
2010
2011
2012
2013
2014
2015
2016
2017
2018
2019 |  |  |  | 11
2020 |  |  |  | 86 | 17 | [5 empty] | 74.25 | 74.25
2021 |  |  |  | 138 | 74 |  |  |  |  | 250 | 123.975 | 123.975
2022 |  |  |  | 320 | 264 |  |  |  |  | 530.7 | 149.1728 | 149.1518 | 200
2023 |  |  |  | 349 | 377 |  |  |  |  | 565.3 | 414.7669 | 414.603
2024 |  |  |  | 581 | 589 |  |  |  |  | 648.7 | 485.3211 | 483.3478 |  | 500 |  | 4000
2025 |  |  |  | 1287 | 1193.4 |  |  |  |  | 1632.7 | 755.7915 | 744.829 |  |  |  | 8000
2026 |  |  |  | 1927 | 2863.4 |  |  |  |  | 2716.7 | 917.5268 | 897.6372 |  |  |  | 11000
2027 |  |  |  | 2227 | 4163.4 |  |  |  |  | 5221.7 | 3007.2809 | 2940.9011 |  |  |  | 14000
2028 |  |  |  | 3027 | 7551.4 |  |  |  |  | 7293.7 | 6870.2554 | 6724.0788 |  |  |  | 23000
2029 |  |  |  | 4527 | 10301.4 |  |  |  |  | 9543.7 | 8866.7662 | 8629.7253 |  |  |  | 30000
2030 | 13000 | 19000 | 3000 | 6527 | 16555.4 | 4200 | 2400 | 9500 | 4300 | 14043.7 | 14106.6894 | 13700.8452 | 10000 | 6800 | 41000 | 42000
2031 | [9 empty] | 20043.7 | 18527.9563 | 17807.3553
2032 | [9 empty] | 26747.7 | 27414.3594 | 26306.1035
2033 | [9 empty] | 31397.7 | 46865.6168 | 45254.4493
2034 | [9 empty] | 36897.7 | 51581.3343 | 49281.7003
2035 | [9 empty] | 40397.7 | 63239.2876 | 60093.7343 | 40000 | 39800 |  | 64000
2036 | [10 empty] | 72688.4297 | 68767.2876
2037 | [10 empty] | 84847.0521 | 80458.2753
2038 | [10 empty] | 95626.8724 | 90781.0491
2039 | [10 empty] | 107878.1762 | 102192.7756
2040 | [10 empty] | 120309.3909 | 113871.8995 | 100000
2041 | [10 empty] | 132873.785 | 126078.1617
2042 | [10 empty] | 145790.4041 | 138621.0103
2043 | [10 empty] | 160675.7235 | 153041.0627
2044 | [10 empty] | 177153.3545 | 168847.016
2045 | [10 empty] | 195194.1032 | 186544.2742
2046 | [10 empty] | 214600.0542 | 205402.2073
2047 | [10 empty] | 235131.6479 | 225467.2343
2048 | [10 empty] | 256581.7286 | 246362.8075
2049 | [10 empty] | 278751.2572 | 267864.7467
2050 | [10 empty] | 300413.5851 | 288856.4376 | 250000

## F28, Global Targets
Figure 28: Country-specific offshore wind energy tagets
Country | Region | Year | Offshore Wind Capacity Target (GW) | Current installed capacity (GW)
Azerbaijan | Asia | 0 | no official policy | 0
China | Asia | 2030 | 90 | 32.063
India | Asia | 2030 | 30 | 0
Japan | Asia | 2030 | 10 | 0.154
Japan | Asia | 2040 | 45 | 0.154
South Korea | Asia | 2030 | 12 | 0.133
Oman | Asia | 0 | No official policy | 0
Philippines | Asia | 2040 | 21 | 0
Taiwan | Asia | 2035 | 17.253 | 2.253
Vietnam | Asia | 2030 | 7 | 1.469
Belgium | Europe | 2030 | 5.8 | 2.256
Denmark | Europe | 2030 | 12.9 | 2.306
Denmark | Europe | 2050 | 35 | 2.306
France | Europe | 2028 | 8.75 | 0.482
France | Europe | 2050 | 40 | 0.482
Finland | Europe | - | - | 0.042
Germany | Europe | 2030 | 30 | 8.006
Germany | Europe | 2035 | 50 | 8.006
Ireland | Europe | 2030 | 7 | 0.025
Italy | Europe | 2030 | 0.9 | 0.03
The Netherlands | Europe | 2023 | 4.5 | 2.986
The Netherlands | Europe | 2030 | 21 | 2.986
The Netherlands | Europe | 2050 | 70 | 2.986
Norway | Europe | 2040 | 30 | 0.094
Poland | Europe | 2030 | 5.9 | 0
Poland | Europe | 2040 | 11 | 0
Portugal | Europe | 2030 | 10 | 0.025
Spain | Europe | 2030 | 3 | 0.007
United Kingdom | Europe | 2030 | 50 | 13.671
Lithuania | Europe | 2030 | 0.7 | 0
Greece | Europe | 2030 | 2 | 0
Sweden | Europe | - | No official policy | 0.192
Australia | Oceania | 2032 | 2 | 0
Australia | Oceania | 2035 | 4 | 0
Australia | Oceania | 2040 | 9 | 0
Brazil | South America | 2050 | 16 | 0
Colombia | South America | 2030 | 1 | 0
Colombia | South America | 2040 | 3 | 0
Colombia | South America | 2050 | 9 | 0
Algeria | Africa | 2030 | 5 | 0
USA | North America | 2030 | 30 | 0.042
Canada | North America | 2030 | 5 | 0

## T19, European Targets
Table 19: European National Offshore Wind Energy Targets
Country | Installed Capacity in 2022 (GW) | Target(s) | Key Developments or Procurements | Source(s)
Belgium | 2.26 | 5.4–5.8 GW by 2030 | The objective is to realize an additional production of 3.15–3.5 GW in the Princess Elisabeth Zone. Minister of Energy sets a future potential target of 8 GW by 2030 for Belgium. | FPS Economy (2023); Wind Europe (2022a)
Denmark | 2.31 | 12.9 GW by 2030; 35 GW by 2050 | The Danish government signed a joint declaration to make the North Sea a green powerhouse in Europe. | Fine (2022)
Finland | 0.04 | - | The national climate and energy strategy to become carbon neutral by 2035 intends to have the first large-scale offshore wind energy projects operational by 2030, and several more in production by 2035. | Ministry of Economic Affairs and Employment of Finland (2022)
France | 0.48 | 6–8.75 GW by 2028; 40 GW by 2050 | French government signs offshore sector deal with wind energy industry to build over 50 wind plants by 2050. | Durakovic (2020); Wind Europe (2022a)
Germany | 8.01 | 30 GW by 2030; 50 GW by 2035 | Plans set in place for 1 GW of wind-powered green hydrogen production at sea by 2030. Berlin will deploy 4 GW of wind energy capacity at sea annually from 2027 on. | Reuters (2023); Ivanova (2022)
Greece | 0 | 2 GW by 2030 | The parliament approves Greece’s first offshore wind law. | Tisheva (2022)
Ireland | 0.03 | 7 GW by 2030 | The Irish government increased the 2030 offshore wind target from 5 to 7 GW. | renews.biz (2022)
Italy | 0.09 | 0.9 GW by 2030 | Italy’s current target is 900 MW, but a target of 3.5 GW of floating wind by 2030 is being considered. | Wind Europe (2019); OWC (2022)
Lithuania | 0 | 0.7 GW by 2030 | The Baltic country submitted a National Energy and Climate Plan to the European Commission. | Radowitz (2019)
Norway | 0.09 | 30 GW by 2040 | Norway’s prime minister announced the country’s goal of 30 GW of offshore wind capacity by 2040. | Wind Europe (2022c)
Poland | 0 | 5.9 GW by 2030; 11 GW by 2040 | Government pledges to launch a new auction system and to set aside € 22.5 billion for offshore wind development over the coming two decades to reach these targets. | Wind Europe (2021a)
Portugal | 0.03 | 10 GW by 2030 | Portugal has increased the target for its debut offshore wind power auction to 10 GW. | Reuters (2022)
Spain | 0.01 | 3 GW by 2030 | The Spanish government has approved an offshore wind road map that aims to install up to 3 GW of floating offshore wind energy in Spanish waters by 2030. | Wind Europe (2021b)
Sweden | 0.19 | - | The Swedish government has launched a search for areas to support the plan to generate 120 terawatt-hours annually. | Durakovic (2022b)
The Netherlands | 2.99 | 4.5 GW by 2023; 21 GW by 2030; 70 GW by 2050 | The Climate Agreement (2019) and the coalition agreement (2021) include a commitment to maintain the offshore wind energy policy. The government has presented its offshore wind energy road map. | Government of the Netherlands (undated); Buljan (2022a)
United Kingdom | 13.67 | 50 GW by 2030 | The UK Energy Strategy aims to dedicate 5 GW to floating wind. | Wind Europe (2022b)

## T20, Asian Targets
Table 20: Asian National Offshore Wind Energy Targets
Country | Installed Capacity in 2022 (GW) | Target(s) | Key Developments or Procurements | Source(s)
China | 32.06 | 90 GW by 2030 | The Regional Cumulative Targets by 2030 increased to 90 GW in China. | Wood Mackenzie (2023)
India | 0 | 30 GW by 2030 | The Union Ministry of New and Renewable Energy has set a target of installing 30 GW by 2030. | Infrastructure Investor (2018)
Japan | 0.15 | 10 GW by 2030; 30–45 GW by 2040 | The Japanese government aims to deploy 45 GW by 2040 as part of its 2050 decarbonization target. | Power Technology (2020)
South Korea | 0.13 | 12 GW by 2030 | South Korea’s president reaffirms goal of 12 GW of offshore wind energy by 2030. The Framework Act on Low Carbon, Green Growth sets an optimistic scenario of 18–20 GW by 2030. | InfoLink Consulting (2021); Skopljak (2020a)
Oman | 0 | - | 16 GW of wind by 2040 (offshore wind energy not specified). | McQue (2021)
Philippines | 0 | 21 GW by 2040 | The Department of Energy of the Philippines published its Offshore Wind Roadmap to aim for that deployment ambition. | Pinsent Masons (2022)
Taiwan | 2.25 | 15 GW over 10 years between 2026 and 2035 | The Ministry of Economic Affairs said that 1.5 GW of offshore wind capacity would be added each year from 2026 until 2035, instead of the previously planned 1 GW. | Yihe (2021)
Vietnam | 1.47 | 7 GW by 2030 | The Ministry of Industry and Trade of Vietnam published a new Power Development Plan VIII draft with new capacity targets. | GWEC (2022)

## T21, Rest of World Targets
Table 21: Rest-of-the-World National Offshore Wind Energy Targets
Country | Installed Capacity in 2022 (GW) | Target(s) | Key Developments or Procurements | Source(s)
United States | 0.04 | 30 GW by 2030 | The current midterm national target is 30 GW by 2030. Achieving this target would unlock a pathway to 110 GW by 2050. | -
Canada | 0 | 5 GW by 2030 | Nova Scotia has set a target to offer leases for 5 GW of offshore wind energy by 2030. | Nova Scotia (2022)
Australia | 0 | 2 GW by 2032; 4 GW by 2035; 9 GW by 2040 | The Victorian Offshore Wind Policy Directions Paper sets nation-leading policy targets. | The Victorian Government (2022)
Brazil | 0 | 16 GW by 2050 | Brazil’s government long-term energy expansion plan sees the potential to deploy 16 GW by 2050. | RECHARGE (2020)
Colombia | 0 | 0.2–1 GW by 2030; 0.5–3 GW by 2040; 1.5–9 GW by 2050 | The Colombian Ministry for Mines and Energy launched the Roadmap for the Deployment of Offshore Wind Energy in Colombia. The road map shows the offshore wind potential from a low-case to a high-case scenario. | Argus (2022)
Algeria | 0 | 5 GW by 2030 | New National Program for Renewable Energies adopted by the government. | Dodd (2015)

## F30-31, Depth and Dist to Shore
Figures 30-31: Global Fixed-Bottom Turbine Water Depth (m) and Distance from Shore (km) Trends
Commercial Operation Date | Global Water Depth Max (m) | Global (excluding Asia) Water Depth Max (m) | Asian Water Depth Max (m) | Global Distance From Shore Auto (km) | Global (excluding Asia) Distance From Shore Auto (km) | Asian Distance From Shore Auto (km) | Global Capacity MW (Max) | Global (excluding Asia) Capacity MW (Max) | Asian Capacity MW (Max) | Global Weighted Capacity MW (Max) | Global (excluding Asia) Weighted Capacity MW (Max) | Asian Weighted Capacity MW (Max) | Global 5-Year Weighted Mean Distance to Shore | Global (excluding Asia) 5-Year Weighted Mean Distance to Shore | Asian 5-Year Weighted Mean Distance to Shore | Global 5-Year Weighted Mean Depth | Global (excluding Asia) 5-Year Weighted Mean Depth | Asian 5-Year Weighted Mean Depth
2001 | 6 | 6 | 0 | 4.74 | 4.74 | 0 | 40 | 40 | 0 | 40 | 40 | 0
2002 | 11 | 11 | 0 | 17.75 | 17.75 | 0 | 160 | 160 | 0 | 160 | 160 | 0
2003 | 9.4878 | 9.4878 | 0 | 10.048 | 10.048 | 0 | 94.3 | 94.3 | 0 | 148.2098 | 148.2098 | 0
2004 | 11.4085 | 11.4085 | 0 | 9.8913 | 9.8913 | 0 | 42.6 | 42.6 | 0 | 49.707 | 49.707 | 0
2005 | 4.5 | 4.5 | 0 | 9.85 | 9.85 | 0 | 90 | 90 | 0 | 90 | 90 | 0 | 10.4559 | 10.4559 | 0 | 8.4793 | 8.4793 | 0
2006 | 16 | 16 | 0 | 12.74 | 12.74 | 0 | 90 | 90 | 0 | 90 | 90 | 0 | 12.0559 | 12.0559 | 0 | 10.4793 | 10.4793 | 0
2007 | 15.4725 | 15.4725 | 0 | 11.4148 | 11.4148 | 0 | 109.2 | 109.2 | 0 | 109.2132 | 109.2132 | 0 | 10.7888 | 10.7888 | 0 | 11.3738 | 11.3738 | 0
2008 | 24 | 24 | 0 | 26.43 | 26.43 | 0 | 120 | 120 | 0 | 120 | 120 | 0 | 14.0652 | 14.0652 | 0 | 14.2762 | 14.2762 | 0
2009 | 11.2197 | 11.2197 | 0 | 9.5983 | 9.5983 | 0 | 67.08 | 67.08 | 0 | 84.4862 | 84.4862 | 0 | 14.0066 | 14.0066 | 0 | 14.2384 | 14.2384 | 0
2010 | 18.2123 | 19.1672 | 9.4 | 25.2409 | 26.2455 | 15.97 | 173.8833 | 188.26 | 102 | 208.8416 | 220.4191 | 102 | 17.0848 | 17.2857 | 3.194 | 16.9809 | 17.1719 | 1.88
2011 | 22.1669 | 22.1669 | 0 | 18.818 | 18.818 | 0 | 115.95 | 115.95 | 0 | 155.4198 | 155.4198 | 0 | 18.3004 | 18.5013 | 3.194 | 18.2143 | 18.4053 | 1.88
2012 | 25.9532 | 25.9532 | 0 | 17.6195 | 17.6195 | 0 | 166.8 | 166.8 | 0 | 168.4921 | 168.4921 | 0 | 19.5414 | 19.7423 | 3.194 | 20.3104 | 20.5014 | 1.88
2013 | 27.4704 | 27.4704 | 0 | 39.278 | 39.278 | 0 | 249.5111 | 249.5111 | 0 | 354.3379 | 354.3379 | 0 | 22.111 | 22.3119 | 3.194 | 21.0045 | 21.1955 | 1.88
2014 | 23.0597 | 23.0597 | 0 | 33.9356 | 33.9356 | 0 | 212.62 | 212.62 | 0 | 278.8462 | 278.8462 | 0 | 26.9784 | 27.1793 | 3.194 | 23.3725 | 23.5635 | 1.88
2015 | 28.6983 | 29.343 | 9.5677 | 45.167 | 46.2928 | 11.764 | 258.9571 | 292.2667 | 59.1 | 324.2958 | 332.1741 | 90.5316 | 30.9636 | 31.1888 | 2.3528 | 25.4697 | 25.5986 | 1.9135
2016 | 26.2023 | 33.7059 | 7.892 | 34.9178 | 43.5032 | 13.9679 | 172.56 | 306 | 83.6 | 419.8941 | 554.9412 | 90.3534 | 34.1836 | 36.1258 | 5.1464 | 26.2768 | 27.9064 | 3.4919
2017 | 27.8557 | 29.1731 | 11.2 | 58.1222 | 61.9417 | 9.83 | 306.2222 | 319.25 | 202 | 370.5891 | 383.9231 | 202 | 42.2841 | 44.9903 | 7.1124 | 26.6573 | 28.5504 | 5.7319
2018 | 32.9288 | 37.3065 | 12.8027 | 33.2414 | 33.5402 | 31.8678 | 357.4182 | 358.8 | 351.2 | 440.0392 | 457.8882 | 357.9809 | 41.0768 | 43.8427 | 13.4859 | 27.749 | 30.5176 | 8.2925
2019 | 32.098 | 35.3717 | 13.2218 | 65.6896 | 71.0531 | 34.7638 | 402.125 | 514.0375 | 178.3 | 608.7261 | 667.9549 | 267.2136 | 47.4276 | 51.2662 | 20.4387 | 29.5566 | 32.98 | 10.9369
2020 | 29.778 | 36.8287 | 19.4336 | 37.4176 | 46.7252 | 23.762 | 301.8 | 358.9444 | 244.6556 | 449.7346 | 566.7789 | 278.0141 | 45.8777 | 51.3527 | 22.8383 | 29.7726 | 34.4772 | 12.91
2021 | 22.6318 | 33.5357 | 19.9616 | 32.2079 | 28.8346 | 33.034 | 304.333 | 562.74 | 273.5702 | 398.8025 | 764.0453 | 309.3605 | 45.3358 | 48.419 | 26.6515 | 29.0585 | 34.4431 | 15.324
2022 | 30.1877 | 39.5804 | 23.8973 | 49.7091 | 77.4806 | 31.1099 | 309.9833 | 559.5 | 238.6929 | 601.7892 | 1013.9678 | 325.7453 | 43.6531 | 51.5268 | 30.9075 | 29.5249 | 36.5246 | 17.8634
2023 | 32.0272 | 33.5234 | 30.5616 | 42.2456 | 50.9398 | 33.7297 | 477.5654 | 682.6667 | 368.9824 | 650.3431 | 849.0374 | 455.7254 | 45.454 | 55.0067 | 31.2799 | 29.3445 | 35.768 | 21.4152
2024 | 41.3253 | 42.5209 | 40.5154 | 38.0318 | 26.9925 | 45.5097 | 372.8 | 301.1 | 444.5 | 626.6078 | 502.8038 | 710.4715 | 39.9224 | 46.1945 | 33.4291 | 31.19 | 37.1978 | 26.8739
2025 | 39.0179 | 35.3526 | 44.9961 | 63.4927 | 65.814 | 59.7066 | 633.4765 | 606.9091 | 682.1833 | 853.1081 | 865.1339 | 833.4935 | 45.1374 | 50.0123 | 40.618 | 33.038 | 36.9026 | 31.9864
2026 | 37.7566 | 37.0947 | 40.7137 | 54.2562 | 59.4349 | 31.1206 | 558.7417 | 657.428 | 334.4545 | 764.7087 | 836.0034 | 446.2044 | 49.5471 | 56.1324 | 40.2353 | 36.0629 | 37.6144 | 36.1368
2027 | 48.0461 | 48.4682 | 45.49 | 53.5934 | 56.3483 | 36.9118 | 915.4167 | 992.4211 | 622.8 | 1445.9001 | 1551.9044 | 804.0193 | 50.324 | 51.9059 | 41.3957 | 39.6346 | 39.392 | 40.4554
2028 | 41.5194 | 43.1439 | 27.9263 | 36.0707 | 39.1085 | 10.6522 | 841.7931 | 948.087 | 434.3333 | 1799.9393 | 1958.0036 | 477.3185 | 49.089 | 49.5397 | 36.7802 | 41.5331 | 41.3161 | 39.9283

## F32-34, Sub. Market Share
Figures 32-34: Offshore Wind Substructure Technology Trend for 2022 and Future Disclosed Pipeline
Type | Category | Operating (MW) | Announced (MW) | Total (MW)
Barge | Floating | 5 | 1542 | 1547
Gravity Base | Fixed Bottom | 815.5 | 5229.9 | 6045.4
High-Rise Pile Cap | Fixed Bottom | 5048.37 | 1057.3 | 6105.67
Jacket | Fixed Bottom | 6152.25 | 16244.4 | 22396.65
Monopile | Fixed Bottom | 35502.3 | 52659.68 | 88161.98
Multipile |  | 399.5 | 0 | 399.5
Rock-Anchored Concrete Rings | Fixed Bottom | 30 | 100 | 130
Semisubmersible | Floating | 80.706 | 28216.425 | 28297.131
Spar | Floating | 37.93 | 3277.8 | 3315.73
Suction Bucket | Fixed Bottom | 4.3 | 0 | 4.3
Tension-Leg Platform | Floating | 0 | 1972.7 | 1972.7
Tripod | Fixed Bottom | 1060 | 0 | 1060
Unreported |  | 9873.45 | 257479.8 | 267353.25
Total |  | 59009.306 | 367780.005 | 426789.311
High-rise pile caps are offshore wind foundations that use a group of piles to support a flat, stable pad. The wind turbine tower is then installed on top of the pad. These foundations are primarily found in the Chinese market and deployed in shallow waters.

## F35-36, Global Turbine Trends
Figure 35-36: Global Offshore Wind Turbine Rating, Hub Height, and Diameter
Commercial Operation Date | Turbine Capacity (MW) | Rotor Diameter (m) | Hub Height (m)
2001 | 2 | 76 | 64
2002 | 2 | 80 | 70
2003 | 2.3421 | 82.8572 | 69.6617
2004 | 2.3088 | 84.4357 | 65.6751
2005 | 3 | 90 | 70
2006 | 2.9865 | 90 | 75.1351
2007 | 2.9245 | 96.035 | 73.2237
2008 | 2 | 80 | 59
2009 | 3.6849 | 107.4632 | 80.5197
2010 | 2.9412 | 94.1284 | 74.3262
2011 | 3.3113 | 104.6453 | 80.5742
2012 | 4.274 | 122.582 | 90.2275
2013 | 4.0201 | 116.6307 | 84.8517
2014 | 3.4022 | 116.7974 | 85.2845
2015 | 4.1762 | 118.844 | 86.6697
2016 | 4.9521 | 135.8989 | 101.652
2017 | 5.123 | 137.3359 | 95.4821
2018 | 6.1999 | 145.4043 | 101.5331
2019 | 6.8817 | 154.1656 | 105.7707
2020 | 7.708 | 158.0138 | 107.8267
2021 | 7.3348 | 156.3248 | 100.4437
2022 | 7.6756 | 174.6032 | 116.5881
2023 | 9.8619 | 181.0528 | 120.4452
2024 | 8.7449 | 170.3964 | 113.1412
2025 | 13.2175 | 218.5048 | 143.3577
2026 | 12.2402 | 204.5406 | 134.728
2027 | 14.7124 | 232.9887 | 150.4909
2028 | 8.1876 | 247.5109 | 159.578

## F37-38, OEM Market Share
Figures 37-38: Offshore Wind Turbine Manufacturers by Market Share for 2022 and Future Disclosed Pipeline
OEM | Operating | Announced | Total
Unreported | 992.9 | 314818.08 | 315810.98
SGRE | 27244.55 | 25396.9 | 52641.45
Vestas | 8249.42 | 10519.825 | 18769.245
GE Energy | 1114.8 | 10706.9 | 11821.7
Mingyang | 6007.15 | 1413.2 | 7420.35
Goldwind | 3919.35 | 992.3 | 4911.65
Envision Energy | 3277.2 | 0 | 3277.2
Doosan Heavy Industries | 101 | 2740 | 2841
CSIC | 2495.8 | 0 | 2495.8
Sewind | 1249.5 | 553 | 1802.5
Senvion | 1416.2 | 0 | 1416.2
DEC | 875 | 0 | 875
Areva Wind | 660 | 0 | 660
Zhejiang Windey Co. | 0 | 504 | 504
Bard | 400 | 0 | 400
Adwen | 355 | 0 | 355
XEMC | 207.5 | 0 | 207.5
Sinovel | 190 | 0 | 190
Hitachi Ltd | 127.2 | 0 | 127.2
Other | 126.736 | 135.8 | 262.536
Total | 59009.306 | 367780.005 | 426789.311

## F39, Fixed LCOE Projections
Figure 39: LCOE estimates for fixed-bottom offshore wind energy in the United States
Source | 2020 | 2021 | 2022 | 2023 | 2024 | 2025 | 2026 | 2027 | 2028 | 2029 | 2030 | 2031 | 2032 | 2033 | 2034 | 2035
IEA (2022) - Stated Policies USA |  | 129.6034 | [8 empty] | 75.602
IEA (2022) - Announced Pledges USA |  | 129.6034 | [8 empty] | 70.2018
IEA (2022) - Net Zero 2050 USA |  | 129.6034 | [8 empty] | 64.8017
DNV (2022) - Fixed North America | 58.9378 | 56.433 | 58.8061 | 52.2626 | 47.1498 | 45.0628 | 43.9153 | 42.8653 | 41.9121 | 41.0095 | 40.1983 | 39.3346 | 38.6454 | 37.8981 | 37.2273 | 36.6105
EIA (2022) - Without Tax Credits (Simple Avg, USA) | [7 empty] | 147.4346
BNEF (2022) - USA (low) |  |  | 125.6057 | 115.7454 | 109.7306 | 105.0017 | 101.1917 | 98.2617 | 95.3907 | 92.581 | 58.5807 | 57.1659 | 55.9068 | 54.8408 | 53.73 | 52.687
BNEF (2022) - USA (mid) |  |  | 143.5621 | 131.9894 | 125.3314 | 120.0373 | 115.7305 | 112.4025 | 109.1439 | 105.9607 | 77.1907 | 75.3612 | 73.7319 | 72.3527 | 70.9099 | 69.5368
BNEF (2022) - USA (high) |  |  | 161.7126 | 147.9041 | 140.34 | 134.3533 | 129.4953 | 125.745 | 122.0943 | 118.5467 | 96.7965 | 94.5383 | 92.5306 | 90.8365 | 89.0435 | 87.2838
NREL (2022) - USA (mid) | 75.3474 | 68.7632 | 64.9044 | 61.9652 | 59.5727 | 57.5463 | 55.784 | 54.2218 | 52.8167 | 51.5386 | 50.3654 | 49.4766 | 48.6535 | 47.8869 | 47.1693 | 46.4948
Lazard (2023) - USA (mid) |  |  |  | 106

## F40 Project CapEx
Figure 40: Capital expenditures for global offshore wind energy projects
Commercial Operation Date | Global Capacity-Weighted Mean CapEx | Global 5-Year Rolling Capacity-Weighted Mean CapEx | European and US Capacity-Weighted Mean CapEx | European and US 5-Year Rolling Capacity-Weighted Mean CapEx | Asian Capacity-Weighted Mean CapEx | Asian 5-Year Rolling Capacity-Weighted Mean CapEx
2010 | 4699.5287 | 4094.4815 | 4764.447 | 2972.6759 | 4328.266 | 2000.4424
2011 | 6318.3395 | 5358.1494 | 6446.646 | 4262.0051 | 2526.8806 | 2505.8185
2012 | 4759.804 | 5563.2994 | 6070.2175 | 4729.2379 | 3443.2465 | 3194.4678
2013 | 6041.3903 | 5498.6017 | 6174.7383 | 4691.2098 | 3293.7708 | 3853.222
2014 | 6652.5487 | 5694.3222 | 6652.5487 | 6021.7195 | 0 | 2718.4328
2015 | 5331.1508 | 5820.6467 | 5535.4477 | 6175.9197 | 3442.0667 | 2541.1929
2016 | 4063.8403 | 5369.7468 | 4821.2539 | 5850.8412 | 3092.317 | 2654.2802
2017 | 5158.0876 | 5449.4036 | 5668.4698 | 5770.4917 | 3380.5825 | 2641.7474
2018 | 4454.6564 | 5132.0568 | 4967.3893 | 5529.0219 | 3150.7262 | 2613.1385
2019 | 4083.302 | 4618.2074 | 4526.4186 | 5103.7959 | 3027.0006 | 3218.5386
2020 | 3346.585 | 4221.2943 | 3619.9037 | 4720.6871 | 3057.5411 | 3141.6335
2021 | 3106.8364 | 4029.8935 | 3098.0769 | 4376.0516 | 3108.5215 | 3144.8744
2022 | 2775.151 | 3553.3062 | 4397.8658 | 4121.9308 | 2636.0869 | 2995.9753
2023 | 3144.9117 | 3291.3572 | 2888.6638 | 3706.1857 | 3328.5371 | 3031.5374
2024 | 3262.6907 | 3127.235 | 4296.2062 | 3660.1433 | 2870.097 | 3000.1567
2025 | 2937.8735 | 3045.4927 | 2997.2497 | 3535.6125 | 2904.6548 | 2969.5795
2026 | 3077.6096 | 3039.6473 | 2891.116 | 3494.2203 | 3615.5392 | 3070.983
2027 | 3127.7771 | 3110.1725 | 3003.8743 | 3215.422 | 3992.9454 | 3342.3547
2028 | 2612.1086 | 3003.6119 | 2018.9489 | 3041.479 | 4277.3776 | 3532.1228
2029 | 3151.3598 | 2981.3457 | 2478.3139 | 2677.9006 | 3461.6459 | 3650.4326
2030 | 2987.4925 | 2991.2695 | 2756.5125 | 2629.7532 | 3862.6277 | 3842.0271

## F41, Floating LCOE
Figure 41: U.S. LCOE estimates for floating offshore wind technologies (USD2022/MWh)
Source | Category | 2020 | 2021 | 2022 | 2023 | 2024 | 2025 | 2026 | 2027 | 2028 | 2029 | 2030 | 2031 | 2032 | 2033 | 2034 | 2035 | 2036 | 2037
DNV (2022) - North America | North America | 303.3606 | 264.0041 | 255.2136 | 225.201 | 206.309 | 163.3843 | 131.3893 | 120.5274 | 106.7446 | 99.4922 | 92.0355 | 84.2712 | 81.3296 | 77.5188 | 74.4553 | 71.4172 | 68.8489 | 66.4205
Equinor (2021) | USA | 2020: 194.2063; 2025: 126.4896; 2030: 83.0488; 2035: 51.1069
NREL (2021) - Hawaii | Hawaii | 2022: 98.4458; 2027: 81.275; 2032: 70.9725
NREL (2021) - Oregon | Oregon | 2022: 104.1693; 2027: 84.7091; 2032: 71.8883
NREL (2022) - USA (mid) | USA Mid | 94.8467 | 86.9674 | 82.4815 | 79.0987 | 76.3533 | 74.0276 | 72.0012 | 70.1999 | 68.5747 | 67.0912 | 65.7247 | 64.7126 | 63.7735 | 62.8971 | 62.0751 | 61.3007 | 60.5685 | 59.8738
ORE Catapult (2021) - 16GW innovation | 16 GW Innovation | [7 empty] | 169.8877 | 133.7698 | 96.3143 | 81.5996 | 76.2488 | 70.898 | 64.2095 | 64.2095 | 56.1833 | 53.5079 | 56.1833
Wiser et al. (2021) - North America Mid | North America Mid | 2025: 140.4455; 2035: 112.3541

## T22, Financing Conditions
Table 22. Indicative Financing Conditions for U.S. and European Offshore Wind Energy
Year | Coverage | Debt/Sponsor Equity/Tax Equity (%) | Pricing (Basis Points)[1] | Contingency Budget (%) | Source
2006–2007 | Europe | 60/40/0 | 150–200 | 12–15 | Guillet (2022)
2009–2013 | Europe | 65/35/0 | 300–350 | 10–12 | Guillet (2022)
2014–2015 | Europe | 70/30/0 | 200–250 | 15–20 | Guillet (2022)
2016–2017 | Europe | 75/25/0 | 150–225 | 12–15 | Guillet (2022)
2018–2019 | Europe | 75/25/0 | 125–175 | 8–12 | Guillet (2022)
2018–2019 | United States | 50/20/30 | Not applicable (N/A) | N/A | Martin (2019)
2020–2021 | Europe | 80/20/0 | 125–175 | 8–10 | Guillet (2022)
2020–2021 | United States | 55/45 (combined)[2] | N/A | N/A | Martin (2021)
2022–2023 | United States | 55/45 (combined) | N/A | N/A | Martin (2022)
[1] Basis points are indicated as being above the London Interbank Offered Rate. One basis point is equal to 1/100 of a percent and 100 basis points equals 1%. [2] The split between sponsor and tax equity is not clear from the source (Martin 2021) and is reported here as an aggregate. The same limitation applies to the reporting in 2022-2023.

## TA1, US Capacity Density
Table A-1. Proposed Capacity Density of U.S. Projects
Project | Lease Area Name | State | Area (acres) | Area (square kilometers [km2]) | Project Capacity (megawatts [MW]) | Capacity Density (MW/km2)
Revolution Wind | OCS-A 0486 | RI/MA | 82732 | 335 | 704 | 2.1
South Fork Wind Farm | OCS-A 0517 | RI/MA | 13700 | 55 | 132 | 2.38
Sunrise Wind 1 | OCS-A 0487 | RI/MA | 86823 | 351 | 924 | 2.63
Bay State Wind | OCS-A 0500 | MA | 187523 | 759 | 2000 | 2.64
Vineyard Wind 1 | OCS-A 0501 | MA | 65296 | 264 | 800 | 3.03
Ocean Wind 2 | OCS-A 0532 | NJ | 84955 | 344 | 1148 | 3.34
Ocean Wind 1 | OCS-A 0498 | NJ | 75525 | 306 | 1100 | 3.6
SouthCoast Wind | OCS-A 0521 | MA | 127388 | 516 | 2004 | 3.89
Beacon Wind | OCS-A 0520 | MA | 128811 | 521 | 2430 | 4.66
New England | OCS-A 0534 | MA | 101590 | 411 | 2036 | 4.95
US Wind | OCS-A 0490 | MD | 79707 | 323 | 1678 | 5.2
Atlantic Shores Offshore Wind South 1 | OCS-A 0499 | NJ | 70272 | 284 | 1510 | 5.31
CVOW (Commercial) | OCS-A 0483 | VA | 112799 | 456 | 2587 | 5.67
Kitty Hawk | OCS-A 0508 | NC | 122405 | 495 | 3500 | 7.07
Empire Wind 1 | OCS-A 0512 | NY | 27951 | 112 | 816 | 7.44
Empire Wind 2 | OCS-A 0512 | NY | 38363 | 155 | 1260 | 8.12
Skipjack | OCS-A 0519 | DE | 26332 | 107 | 966 | 9.07