## PJM
# | Location | Name | Developer | Lease Area | Offtake Agreement | Estimated COD | Current Status | Capacity (MW) | Potential POI Location | Geographic Coordinates | OSWEMR23
29 | NJ | Atlantic Shores Offshore Wind South (Project 1) | EDF/Shell | OCS-A 0499 | OREC-NJ | 2027 | Permitting | 1510 | Cardiff Substation, Larrabee Substation | 39.189972, -74.200000 | ATLSHR
31 | NJ | Ocean Wind 1 | Ørsted | OCS-A 0498 | OREC-NJ | 2025 | Approved | 1100 | BL England, Oyster Creek Substation | 39.100000, -74.299972 | OCN1
32 | NJ | Ocean Wind 2 | Ørsted | OCS-A 0532 | OREC-NJ | 2028 | Permitting | 1148 | TBD | 39.071, -74.424 | OCN2
35 | DE | Skipjack 1 | Ørsted | OCS-A 0519 | OREC-Maryland (MD) | 2026 | Permitting | 120 | Bethany 138 kV | 38.649972, -74.700000 | SKPJK1
36 | DE | Skipjack 2 | Ørsted | OCS-A 0519 | OREC-MD | 2027 | Permitting | 846 | Indian River 230 kV, Milford-Cartanza 230 kV, Cool Spring 230 kV | 38.670000, -74.700000 | SKPJK2
37 | MD | MarWin | US Wind | OCS-A 0490 | OREC-MD | 2025 | Permitting | 270 | Indian River 230 kV | 38.252, -74.778 | MRWN
38 | MD | Momentum Wind | US Wind | OCS-A 0490 | OREC-MD | 2028 | Permitting | 809 | Indian River 230 kV | 38.340000, -74.760000 | MMTM
41 | VA | CVOW (Commercial) | Dominion Energy | OCS-A 0483 | Utility Owned-VA | 2026 | Permitting | 2587 | Birdneck-Landstown 230 kV, Oceana 230 kV | 36.947, -75.217 | CVOW
[8 empty] | 8390 |  | https://www.thewindpower.net/
https://www.northeastoceandata.org/data-explorer/?{%22point%22:{%22x%22:-8348331.628661901,%22y%22:4687834.238964097,%22spatialReference%22:{%22wkid%22:102100,%22latestWkid%22:3857}},%22zoom%22:10,%22basemap%22:%22oceans%22,%22layers%22:[{%22url%22:%22https://services.northeastoceandata.org/arcgis1/rest/services/EnergyAndInfrastructure/MapServer/58#Lease%20Areas%22,%22name%22:%22OCS-A%200499%20-%20Atlantic%20Shores%20Offshore%20Wind%20Projects%201%20and%202,%20LLC's%22,%22opacity%22:0.8},{%22url%22:%22https://services.northeastoceandata.org/arcgis1/rest/services/EnergyAndInfrastructure/MapServer/107#Projects%20in%20Review%22,%22name%22:%22Proposed%20Inter-Array%20Cables%22,%22opacity%22:0.8},{%22url%22:%22https://services.northeastoceandata.org/arcgis1/rest/services/EnergyAndInfrastructure/MapServer/109#Projects%20in%20Review%22,%22name%22:%22Proposed%20Export%20Cable%20Corridors%22,%22opacity%22:0.8},{%22url%22:%22https://services.northeastoceandata.org/arcgis1/rest/services/EnergyAndInfrastructure/MapServer/108#Projects%20in%20Review%22,%22name%22:%22Proposed%20Export%20Cables%22,%22opacity%22:0.8},{%22url%22:%22https://services.northeastoceandata.org/arcgis1/rest/services/EnergyAndInfrastructure/MapServer/106#Projects%20in%20Review%22,%22name%22:%22Proposed%20Turbine%20Locations%22,%22opacity%22:0.8},{%22url%22:%22https://services.northeastoceandata.org/arcgis1/rest/services/EnergyAndInfrastructure/MapServer/105#Projects%20in%20Review%22,%22name%22:%22Proposed%20Substations%22,%22opacity%22:0.8}]}
Source: T4, US Pipeline, Part 2, https://www.energy.gov/eere/wind/articles/offshore-wind-market-report-2023-edition
URL: https://www.energy.gov/sites/default/files/2023-08/offshore-wind-market-report-2023-edition-data.xlsx
Source: T3 remnants

## ISONE
# | Location | Name | Developer | Lease Area | Offtake Agreement | Estimated COD | Current Status | Capacity (MW) | Potential Point of Interconnection (POI) Location | Geographic Coordinates | OSWEMR22 | OSWEMR23 | OSWEMR22 | OSWEMR23
4 | Rhode Island (RI)/Massachusetts (MA) | Revolution Wind | Ørsted/Eversource | OCS-A 0486 | PPA-RI & Connecticut (CT) | 2026 | Permitting | 704 | NG Davisville 115 kilovolts (kV) | 41.149972, -71.069972 | REV | REV | REV | REV
9 | MA | Vineyard Wind 1 | Avangrid | OCS-A 0501 | PPA - MA | 2024 | Under Construction | 800 | West Barnstable 345 kV | 41.03325, -70.61667 | VINE | VINE | VINE | VINE
10 | MA | New England Wind 1 | Avangrid | OCS-A 0534 | PPA-CT | 2027 | Permitting | 800 | West Barnstable 345 kV | 40.859972, -70.709972 | PKCTY | NEW1 | PKCTY | NEW1
11 | MA | New England Wind 2 | Avangrid | OCS-A 0534 | PPA-MA | 2027 | Permitting | 1232 | West Barnstable 345 kV | 40.77634, -70.695545 | COMW | NEW2 | COMW | NEW2
14 | MA | SouthCoast Wind 1a | Shell/EDPR/ENGIE | OCS-A 0521 | PPA-MA | 2028 | Permitting | 804 | Falmouth, Brayton Point 345 kV | 40.797153, -70.616667 | MFLR1 | SCoW1a | MFLR1 | SCoW1a
15 | MA | SouthCoast Wind 1b | Shell/EDPR/ENGIE | OCS-A 0521 | PPA-MA | 2029 | Permitting | 400 | Falmouth, Brayton Point 345 kV | 40.806968, -70.547001 | MFLR2 | SCoW1b | MFLR2 | SCoW1b
[8 empty] | 4740 |  |  |  |  | ME | NENG_ME
[13 empty] | NH | NENGREST
[13 empty] | VT | NENGREST
[13 empty] | WCMA | NENGREST
[13 empty] | NEMA | NENGREST
[13 empty] | CT | NENG_CT
OLD DATA | [12 empty] | RI | NENGREST
No. | Geographic Location | Project Name | Developer | Lease Area | Offtake Agreement | Estimated Commercial Operation Date | Installed (MW) | latitude | longitude | Location |  |  | SEMA | NENGREST
2 | CT | Revolution Wind CT | Orsted and Eversourc | OCS-A 0486 | PPA (RI) PPA (CT) | 2024 | 304 | 41.15 | -71.07 | CT-REV
2 | RI | Revolution Wind RI | Orsted and Eversourc | OCS-A 0486 | PPA (RI) PPA (CT) | 2024 | 400 | 41.15 | -71.07 | RI-REV
7 | SEMA | Vineyard Wind 1 | Avangrid and CIP | OCS-A 0501 | PPA (MA) | 2024 | 800 | 41.0333 | -70.6167 | VINE
8 | SEMA | Park City Wind | Avangrid | OCS-A 0534 | PPA (CT) | 2025 | 800 | 40.86 | -70.71 | PKCTY
9 | SEMA | Commonwealth Wind | Avangrid | OCS-A 0534 | PPA (MA) | 2027 | 1232 | 40.7763 | -70.6955 | COMW
12 | SEMA | Mayflower Wind 1 | Ocean Winds and Shell | OCS-A 0521 | PPA (MA) | 2025 | 804 | 40.7972 | -70.6167 | MFLR1
13 | SEMA | Mayflower Wind 2 | Ocean Winds and Shell | OCS-A 0521 | PPA (MA) | 2025 | 400 | 40.807 | -70.547 | MFLR2
[10 empty] | OSWEMR23 | Geographic Coordinates
|  |  | VINE | 800 | [5 empty] | REV | 41.149972, -71.069972
|  |  | SCoW1a | 804 | [5 empty] | VINE | 41.03325, -70.61667
|  |  | SCoW1b | 400 | [5 empty] | NEW1 | 40.859972, -70.709972
|  |  | NEW2 | 1232 | [5 empty] | NEW2 | 40.77634, -70.695545
|  |  | NEW1 | 800 | [5 empty] | SCoW1a | 40.797153, -70.616667
|  |  | CTREV | 304 | [5 empty] | SCoW1b | 40.806968, -70.547001
|  |  | RIREV | 400

## Sheet2
# | Location | Name | Developer | Lease Area | Offtake Agreement | Estimated COD | Current Status | Capacity (MW) | Potential Point of Interconnection (POI) Location
1 | Maine (ME) | New England Aqua Ventus 1 | Univ. of Maine/Diamond Offshore/RWE | State Lease | Power purchase agreement (PPA)-ME | 2024 | Permitting | 12 | To be determined (TBD)
2 | ME | Maine Research Array | TBD | TBD | TBD | TBD | Planning | 144 | TBD
3 | ME | Gulf of Maine Call Area | N/A | N/A | N/A | N/A |  |  | N/A
4 | Rhode Island (RI)/Massachusetts (MA) | Revolution Wind | Ørsted/Eversource | OCS-A 0486 | PPA-RI & Connecticut (CT) | 2026 | Permitting | 704 | NG Davisville 115 kilovolts (kV)
5 | RI/MA | South Fork Wind Farm | Ørsted/Eversource | OCS-A 0517 | PPA-New York (NY) | 2024 | Under Construction | 132 | East Hampton (69-kV bus)
6 | RI/MA | Sunrise Wind Farm | Ørsted/Eversource | OCS-A 0487 | Offshore renewable energy certificate (OREC)-NY | 2026 | Permitting | 924 | Holbrook 138 kV
7 | RI/MA | Sunrise Wind Farm (Residual) | Ørsted/Eversource | OCS-A 0487 | TBD | TBD | Permitting | 900 | Holbrook 138 kV
8 | RI/MA | Bay State Wind | Ørsted | OCS-A 0500 | TBD | TBD | Site Control | 2000 | TBD
9 | MA | Vineyard Wind 1 | Avangrid | OCS-A 0501 | PPA - MA | 2024 | Under Construction | 800 | West Barnstable 345 kV
10 | MA | New England Wind 1 | Avangrid | OCS-A 0534 | PPA-CT | 2027 | Permitting | 800 | West Barnstable 345 kV
11 | MA | New England Wind 2 | Avangrid | OCS-A 0534 | PPA-MA | 2027 | Permitting | 1232 | West Barnstable 345 kV
12 | MA | Beacon Wind 1 | Equinor Wind US/BP | OCS-A 0520 | OREC-NY | 2029 | Permitting | 1230 | Astoria 138 kV
13 | MA | Beacon Wind 2 | Equinor Wind US/BP | OCS-A 0520 | TBD | TBD | Permitting | 1200 | Astoria 138 kV
14 | MA | SouthCoast Wind 1a | Shell/EDPR/ENGIE | OCS-A 0521 | PPA-MA | 2028 | Permitting | 804 | Falmouth, Brayton Point 345 kV
15 | MA | SouthCoast Wind 1b | Shell/EDPR/ENGIE | OCS-A 0521 | PPA-MA | 2029 | Permitting | 400 | Falmouth, Brayton Point 345 kV
16 | MA | SouthCoast Wind (Residual) | Shell/EDPR/ENGIE | OCS-A 0521 | TBD | TBD | Permitting | 800 | Falmouth, Brayton Point 345 kV
17 | MA | Floating Demonstration | Shell/ Kent HOE/Ocergy | N/A | TBD | TBD | Planning | 10 | TBD
18 | MA | Vineyard Northeast | Avangrid | OCS-A 0522 | TBD | TBD | Site Control | 2143 | TBD
19 | RI | Block Island Wind Farm | Ørsted | State Lease | PPA-RI | 2016 | Installed | 30 | New Shoreham NG 34.5 kV
33 | Ohio (OH) | Icebreaker | LEEDCo | State Lease | PPA-OH | 2024 | Permitting | 21 | TBD
Table 3: U.S. Offshore Wind Energy Project Pipeline (North Atlantic and Great Lakes)

## Sheet1
|  |  | Load |  |  |  | Wind |  |  |  | Solar |  |  |  | Net
Month | Day | Hour | NENGREST | NENG_CT | NENG_ME |  | NENGREST | NENG_CT | NENG_ME |  | NENGREST | NENG_CT | NENG_ME
1 | 1 | 1 | 9553.9916 | 3670.3874 | 1308.8395 | 14533.2186 | 9767.2936 | 2718.136 | 3989.7065 | 16475.1361 | 0 | 0 | 0 | 0 | -1941.9175
1 | 1 | 2 | 9740.4424 | 3747.7772 | 1327.9433 | 14816.1629 | 9867.6293 | 2528.052 | 3993.3979 | 16389.0792 | 0 | 0 | 0 | 0 | -1572.9162
1 | 1 | 3 | 10253.4728 | 3940.1852 | 1375.3311 | 15568.9892 | 9756.8942 | 2178.3665 | 3952.2952 | 15887.5558 | 0 | 0 | 0 | 0 | -318.5667
1 | 1 | 4 | 11105.9289 | 4242.9664 | 1450.3133 | 16799.2086 | 9662.53 | 2243.753 | 3712.2017 | 15618.4847 | 0 | 0 | 0 | 0 | 1180.7239
1 | 1 | 5 | 11845.1888 | 4503.4017 | 1511.9907 | 17860.5811 | 9641.3105 | 2538.0512 | 3600.5698 | 15779.9315 | 0 | 0 | 0 | 0 | 2080.6496
1 | 1 | 6 | 12434.2645 | 4676.2645 | 1564.0939 | 18674.6229 | 9630.9863 | 2676.4317 | 3523.8432 | 15831.2611 | 0 | 0 | 0 | 0 | 2843.3618
1 | 1 | 7 | 12675.2455 | 4743.9125 | 1584.4938 | 19003.6518 | 9553.9972 | 2650.7585 | 3552.2117 | 15756.9675 | 0 | 0 | 0 | 0 | 3246.6843
1 | 1 | 8 | 12752.9406 | 4738.7596 | 1592.4935 | 19084.1937 | 9425.8192 | 2594.7244 | 3663.7877 | 15684.3313 | 0 | 0 | 0 | 0 | 3399.8624
1 | 1 | 9 | 12738.4245 | 4759.1479 | 1593.1444 | 19090.7168 | 9274.6923 | 2541.1687 | 3628.3063 | 15444.1672 | 652.6048 | 204.5478 | 421.2556 | 1278.4081 | 2368.1414
1 | 1 | 10 | 12748.5337 | 4733.5205 | 1598.1565 | 19080.2107 | 8745.7609 | 2092.5302 | 3188.8609 | 14027.1519 | 1888.2403 | 667.9111 | 1311.2022 | 3867.3535 | 1185.7052
1 | 1 | 11 | 12760.4433 | 4718.2738 | 1597.0243 | 19075.7414 | 8150.4899 | 1852.7472 | 2438.737 | 12441.9741 | 2071.9157 | 733.3107 | 1326.321 | 4131.5474 | 2502.2199
1 | 1 | 12 | 12769.7483 | 4718.1591 | 1592.5817 | 19080.4891 | 7877.1107 | 2090.4168 | 2389.1478 | 12356.6753 | 1776.9218 | 635.907 | 1106.7215 | 3519.5502 | 3204.2636
1 | 1 | 13 | 12947.9092 | 4769.0675 | 1602.4338 | 19319.4106 | 7987.5899 | 2834.5368 | 2588.84 | 13410.9667 | 1679.518 | 588.5966 | 1036.1101 | 3304.2248 | 2604.2191
1 | 1 | 14 | 13552.3542 | 4972.6885 | 1653.8279 | 20178.8707 | 8003.7329 | 3167.7578 | 2955.3243 | 14126.815 | 1921.6358 | 649.8218 | 1082.4249 | 3653.8825 | 2398.1731
1 | 1 | 15 | 14214.6761 | 5271.1464 | 1696.5249 | 21182.3474 | 8379.8718 | 2968.8502 | 3284.8821 | 14633.6041 | 2192.9746 | 720.7874 | 1192.0602 | 4105.8223 | 2442.9211
1 | 1 | 16 | 14246.0197 | 5312.3033 | 1696.5238 | 21254.8468 | 8586.9126 | 2715.18 | 3729.215 | 15031.3076 | 1381.741 | 532.9374 | 626.5489 | 2541.2273 | 3682.3119
1 | 1 | 17 | 13998.6152 | 5225.1232 | 1660.1267 | 20883.8651 | 8907.7561 | 2810.9872 | 4127.3263 | 15846.0696 | 54.2678 | 89.0548 | 0 | 143.3226 | 4894.473
1 | 1 | 18 | 13599.3609 | 5089.2787 | 1626.1408 | 20314.7804 | 9043.3762 | 2437.7238 | 4078.6522 | 15559.7521 | 0 | 0 | 0 | 0 | 4755.0282
1 | 1 | 19 | 13059.7931 | 4926.2398 | 1571.2921 | 19557.3249 | 8755.1136 | 2566.2494 | 4068.0766 | 15389.4396 | 0 | 0 | 0 | 0 | 4167.8853
1 | 1 | 20 | 12407.2493 | 4688.3199 | 1512.7476 | 18608.3168 | 8381.4818 | 1617.3921 | 3793.6659 | 13792.5398 | 0 | 0 | 0 | 0 | 4815.777
1 | 1 | 21 | 11755.3588 | 4434.5095 | 1476.5237 | 17666.3921 | 7696.6388 | 1468.4251 | 3601.716 | 12766.7798 | 0 | 0 | 0 | 0 | 4899.6122
1 | 1 | 22 | 11206.3529 | 4219.8532 | 1431.7494 | 16857.9554 | 6852.3166 | 1424.0987 | 3129.5183 | 11405.9337 | 0 | 0 | 0 | 0 | 5452.0217
1 | 1 | 23 | 10902.2891 | 4100.9498 | 1412.2233 | 16415.4621 | 5784.1529 | 1602.9406 | 3226.3413 | 10613.4348 | 0 | 0 | 0 | 0 | 5802.0273
1 | 1 | 24 | 10742.3624 | 4039.0559 | 1402.2785 | 16183.6968 | 5510.3639 | 2290.3469 | 3220.652 | 11021.3628 | 0 | 0 | 0 | 0 | 5162.334
1 | 2 | 1 | 10664.3938 | 4011.5525 | 1397.7533 | 16073.6995 | 5943.3671 | 2504.9326 | 3281.0943 | 11729.394 | 0 | 0 | 0 | 0 | 4344.3056
1 | 2 | 2 | 10709.5404 | 4025.6561 | 1406.2111 | 16141.4075 | 6263.8479 | 2536.6727 | 3278.3682 | 12078.8888 | 0 | 0 | 0 | 0 | 4062.5188
1 | 2 | 3 | 10933.104 | 4108.1052 | 1430.0566 | 16471.2658 | 6651.9431 | 2763.9342 | 3232.2831 | 12648.1604 | 0 | 0 | 0 | 0 | 3823.1054
1 | 2 | 4 | 11343.6131 | 4254.5523 | 1474.3471 | 17072.5125 | 7525.8791 | 3102.5364 | 3181.9466 | 13810.3621 | 0 | 0 | 0 | 0 | 3262.1504
1 | 2 | 5 | 11823.2636 | 4410.0216 | 1524.2319 | 17757.517 | 8144.5939 | 3372.254 | 3245.5959 | 14762.4438 | 0 | 0 | 0 | 0 | 2995.0733
1 | 2 | 6 | 12317.0547 | 4582.2028 | 1580.6203 | 18479.8778 | 7997.8423 | 3372.254 | 3278.9471 | 14649.0434 | 0 | 0 | 0 | 0 | 3830.8344
1 | 2 | 7 | 12635.8217 | 4681.3375 | 1610.9715 | 18928.1308 | 7931.2863 | 3370.3135 | 3477.3217 | 14778.9215 | 0 | 0 | 0 | 0 | 4149.2093
1 | 2 | 8 | 12810.7282 | 4726.5415 | 1631.5089 | 19168.7786 | 7691.2954 | 3044.3 | 3578.6255 | 14314.221 | 0 | 0 | 0 | 0 | 4854.5576
1 | 2 | 9 | 12837.2278 | 4702.8753 | 1640.8799 | 19180.983 | 7493.7858 | 2881.6949 | 3537.4153 | 13912.896 | 659.5622 | 190.6329 | 412.7609 | 1262.956 | 4005.131
1 | 2 | 10 | 12771.5585 | 4658.7533 | 1634.5709 | 19064.8826 | 6488.8943 | 2244.8693 | 3238.0282 | 11971.7917 | 1829.798 | 617.8177 | 1202.2708 | 3649.8865 | 3443.2044
1 | 2 | 11 | 12663.4847 | 4628.131 | 1633.6047 | 18925.2204 | 5426.5179 | 2134.7285 | 2674.7593 | 10236.0057 | 2010.6906 | 638.6899 | 1323.3505 | 3972.731 | 4716.4836
1 | 2 | 12 | 12622.3908 | 4614.0348 | 1632.873 | 18869.2987 | 5101.839 | 2015.8153 | 2565.6 | 9683.2543 | 1639.165 | 538.5033 | 1107.9462 | 3285.6146 | 5900.4298
1 | 2 | 13 | 12759.4056 | 4669.4962 | 1640.8997 | 19069.8015 | 5845.2833 | 1762.5662 | 2645.4625 | 10253.312 | 1451.3151 | 481.4525 | 998.5402 | 2931.3078 | 5885.1817
1 | 2 | 14 | 13374.1384 | 4892.8248 | 1689.9685 | 19956.9316 | 6353.2585 | 1379.1143 | 2629.2866 | 10361.6594 | 1626.6417 | 521.8055 | 1114.3411 | 3262.7884 | 6332.4839
1 | 2 | 15 | 13978.9834 | 5152.9502 | 1719.7745 | 20851.7081 | 6269.3047 | 977.8383 | 2001.1933 | 9248.3362 | 994.9092 | 147.497 | 1104.6216 | 2247.0278 | 9356.344
1 | 2 | 16 | 13896.5322 | 5175.1258 | 1702.5009 | 20774.1588 | 6565.0369 | 1107.2575 | 1708.9005 | 9381.1948 | 556.5925 | 388.2233 | 603.5351 | 1548.351 | 9844.613
1 | 2 | 17 | 13627.0074 | 5084.3913 | 1671.4096 | 20382.8083 | 8679.1327 | 2248.7759 | 2235.2765 | 13163.1851 | 41.7444 | 77.923 | 0 | 119.6674 | 7099.9558
1 | 2 | 18 | 13325.8019 | 4986.3753 | 1636.2082 | 19948.3853 | 10374.0563 | 3292.2477 | 3413.6562 | 17079.9603 | 0 | 0 | 0 | 0 | 2868.4251
1 | 2 | 19 | 12875.3854 | 4833.7209 | 1588.6095 | 19297.7158 | 10546.9543 | 3372.254 | 3910.5925 | 17829.8008 | 0 | 0 | 0 | 0 | 1467.915
1 | 2 | 20 | 12319.5155 | 4633.1418 | 1543.9546 | 18496.6118 | 10408.0015 | 3372.254 | 3996.5718 | 17776.8273 | 0 | 0 | 0 | 0 | 719.7846
1 | 2 | 21 | 11720.3184 | 4422.9099 | 1489.1745 | 17632.4028 | 10220.8039 | 3372.254 | 3993.0107 | 17586.0685 | 0 | 0 | 0 | 0 | 46.3342
1 | 2 | 22 | 11294.1285 | 4256.4914 | 1450.619 | 17001.239 | 10547.3849 | 3372.254 | 4035.6373 | 17955.2762 | 0 | 0 | 0 | 0 | -954.0373
1 | 2 | 23 | 10988.4858 | 4149.3883 | 1430.0689 | 16567.943 | 10499.1649 | 3328.5947 | 3791.1901 | 17618.9497 | 0 | 0 | 0 | 0 | -1051.0068
1 | 2 | 24 | 10842.8643 | 4089.5103 | 1422.3427 | 16354.7173 | 10225.2791 | 3091.682 | 3731.5529 | 17048.5141 | 0 | 0 | 0 | 0 | -693.7968
1 | 3 | 1 | 10785.4901 | 4065.1867 | 1409.388 | 16260.0648 | 10251.7244 | 2726.9627 | 3879.2861 | 16857.9731 | 0 | 0 | 0 | 0 | -597.9084
1 | 3 | 2 | 10815.292 | 4074.8786 | 1416.6286 | 16306.7991 | 9441.8417 | 2502.5236 | 4026.4258 | 15970.7911 | 0 | 0 | 0 | 0 | 336.008
1 | 3 | 3 | 10991.7042 | 4138.0047 | 1429.0258 | 16558.7347 | 9250.7476 | 2452.4109 | 3942.2032 | 15645.3618 | 0 | 0 | 0 | 0 | 913.3729
1 | 3 | 4 | 11327.4936 | 4263.3866 | 1464.9491 | 17055.8293 | 8812.289 | 2241.3486 | 4045.1548 | 15098.7925 | 0 | 0 | 0 | 0 | 1957.0368
1 | 3 | 5 | 11725.8768 | 4408.9089 | 1515.0414 | 17649.8271 | 8333.6827 | 2011.1428 | 3942.5931 | 14287.4185 | 0 | 0 | 0 | 0 | 3362.4086
1 | 3 | 6 | 12194.1462 | 4569.0659 | 1574.8682 | 18338.0803 | 7237.5689 | 1926.6018 | 3640.891 | 12805.0617 | 0 | 0 | 0 | 0 | 5533.0186
1 | 3 | 7 | 12480.1447 | 4663.0829 | 1611.7501 | 18754.9777 | 7424.9755 | 1866.6927 | 3551.2514 | 12842.9196 | 0 | 0 | 0 | 0 | 5912.0581
1 | 3 | 8 | 12610.2489 | 4694.469 | 1617.1892 | 18921.9071 | 7188.9029 | 1006.1083 | 3019.4706 | 11214.4818 | 0 | 0 | 0 | 0 | 7707.4253
1 | 3 | 9 | 12599.5786 | 4683.8135 | 1615.0147 | 18898.4068 | 6938.2379 | 747.4408 | 2647.4355 | 10333.1141 | 587.2052 | 183.6755 | 369.0044 | 1139.8851 | 7425.4076
1 | 3 | 10 | 12545.6626 | 4648.4933 | 1613.5208 | 18807.6766 | 4731.6159 | 505.8901 | 1810.2941 | 7047.8001 | 1924.4187 | 583.0307 | 1000.515 | 3507.9644 | 8251.9121
1 | 3 | 11 | 12419.5871 | 4600.5902 | 1594.8241 | 18615.0014 | 3064.9791 | 226.4201 | 914.0927 | 4205.4919 | 2030.1713 | 674.8685 | 1020.9542 | 3725.994 | 10683.5155
1 | 3 | 12 | 12351.1595 | 4574.9215 | 1587.192 | 18513.273 | 2352.3463 | 227.4031 | 731.9044 | 3311.6538 | 1746.3091 | 542.6777 | 899.0455 | 3188.0324 | 12013.5868
1 | 3 | 13 | 12533.0909 | 4624.1126 | 1599.8025 | 18757.0061 | 2556.4092 | 233.2615 | 737.5041 | 3527.1749 | 1481.9277 | 475.8866 | 859.3548 | 2817.1692 | 12412.662
1 | 3 | 14 | 13195.9058 | 4864.8448 | 1662.0176 | 19722.7682 | 2862.7724 | 294.5276 | 648.2187 | 3805.5188 | 1630.8162 | 519.0226 | 1035.0937 | 3184.9325 | 12732.3169
1 | 3 | 15 | 13869.4312 | 5129.3434 | 1715.9578 | 20714.7324 | 3221.5392 | 351.2959 | 795.2189 | 4368.054 | 1468.0129 | 544.0692 | 987.1791 | 2999.2612 | 13347.4172
1 | 3 | 16 | 13791.6034 | 5156.7254 | 1703.9583 | 20652.2871 | 4291.2748 | 349.2819 | 1012.2622 | 5652.8189 | 1146.5807 | 456.4059 | 612.2591 | 2215.2457 | 12784.2225
1 | 3 | 17 | 13455.1793 | 5052.8234 | 1656.7888 | 20164.7915 | 6764.6472 | 523.2268 | 1953.6426 | 9241.5166 | 97.4037 | 98.7952 | 0 | 196.1989 | 10727.076
1 | 3 | 18 | 13031.9152 | 4906.4946 | 1614.6496 | 19553.0594 | 7632.7643 | 740.4032 | 2534.765 | 10907.9325 | 0 | 0 | 0 | 0 | 8645.1269
1 | 3 | 19 | 12373.8642 | 4662.4428 | 1542.3402 | 18578.6473 | 7978.7927 | 783.9678 | 2423.0505 | 11185.811 | 0 | 0 | 0 | 0 | 7392.8363
1 | 3 | 20 | 11587.1183 | 4370.9292 | 1473.8204 | 17431.868 | 7860.0223 | 686.6257 | 2326.1832 | 10872.8313 | 0 | 0 | 0 | 0 | 6559.0367
1 | 3 | 21 | 10886.1988 | 4119.0018 | 1429.7305 | 16434.9311 | 7769.7851 | 779.0892 | 2138.4552 | 10687.3295 | 0 | 0 | 0 | 0 | 5747.6016
1 | 3 | 22 | 10400.2953 | 3934.9491 | 1399.131 | 15734.3755 | 6466.306 | 384.5184 | 2000.4925 | 8851.317 | 0 | 0 | 0 | 0 | 6883.0585
1 | 3 | 23 | 10094.6474 | 3825.1477 | 1375.8262 | 15295.6213 | 5548.5489 | 114.1481 | 1917.8597 | 7580.5567 | 0 | 0 | 0 | 0 | 7715.0646
1 | 3 | 24 | 9934.3541 | 3758.9864 | 1366.8161 | 15060.1566 | 4640.3981 | 104.4177 | 1596.3907 | 6341.2065 | 0 | 0 | 0 | 0 | 8718.9501
1 | 4 | 1 | 9880.417 | 3736.9331 | 1359.0584 | 14976.4086 | 3091.8223 | 416.8525 | 1030.5206 | 4539.1953 | 0 | 0 | 0 | 0 | 10437.2132
1 | 4 | 2 | 10025.3307 | 3788.6398 | 1378.4904 | 15192.4609 | 2455.4247 | 1463.8748 | 717.4622 | 4636.7618 | 0 | 0 | 0 | 0 | 10555.6991
1 | 4 | 3 | 10572.6914 | 3982.8114 | 1431.0747 | 15986.5774 | 3507.899 | 2454.4427 | 439.6801 | 6402.0218 | 0 | 0 | 0 | 0 | 9584.5557
1 | 4 | 4 | 11586.9092 | 4366.6877 | 1524.1742 | 17477.7711 | 3974.1284 | 2958.2983 | 274.8634 | 7207.29 | 0 | 0 | 0 | 0 | 10270.481
1 | 4 | 5 | 12240.2444 | 4591.2935 | 1577.0567 | 18408.5946 | 4662.5251 | 3298.5147 | 328.644 | 8289.6837 | 0 | 0 | 0 | 0 | 10118.9109
1 | 4 | 6 | 12429.9291 | 4624.4518 | 1599.2933 | 18653.6743 | 5253.9682 | 3372.254 | 684.5854 | 9310.8076 | 0 | 0 | 0 | 0 | 9342.8667
1 | 4 | 7 | 12416.933 | 4602.2704 | 1613.1134 | 18632.3168 | 6676.9275 | 3372.254 | 1420.4757 | 11469.6572 | 0 | 0 | 0 | 0 | 7162.6597
1 | 4 | 8 | 12373.0063 | 4554.2337 | 1616.4214 | 18543.6613 | 8151.2393 | 3372.254 | 2167.8042 | 13691.2975 | 0 | 0 | 0 | 0 | 4852.3639
1 | 4 | 9 | 12261.0077 | 4514.8041 | 1606.8181 | 18382.6299 | 8927.8315 | 3372.254 | 2891.2081 | 15191.2936 | 70.9655 | 19.4807 | 70.153 | 160.5992 | 3030.737
1 | 4 | 10 | 12139.7455 | 4492.7505 | 1599.6459 | 18232.1418 | 9327.2785 | 3372.254 | 3227.4768 | 15927.0093 | 292.2111 | 128.0163 | 232.5559 | 652.7832 | 1652.3492
1 | 4 | 11 | 12066.2752 | 4501.6793 | 1588.146 | 18156.1004 | 9857.5113 | 3372.254 | 3445.666 | 16675.4313 | 399.3552 | 143.3226 | 272.638 | 815.3157 | 665.3534
1 | 4 | 12 | 11998.5285 | 4493.7128 | 1577.0499 | 18069.2912 | 10261.5158 | 3316.1332 | 3402.1274 | 16979.7765 | 517.6311 | 143.3226 | 311.8286 | 972.7823 | 116.7325
1 | 4 | 13 | 12107.76 | 4530.3207 | 1577.4331 | 18215.5138 | 9777.751 | 3078.9502 | 3612.036 | 16468.7372 | 713.8299 | 329.7811 | 275.0087 | 1318.6198 | 428.1568
1 | 4 | 14 | 12647.4453 | 4741.8148 | 1625.621 | 19014.8811 | 9984.4102 | 1871.7476 | 3807.1637 | 15663.3215 | 588.5966 | 289.4281 | 259.8275 | 1137.8522 | 2213.7074
1 | 4 | 15 | 13198.1803 | 4981.2545 | 1671.9788 | 19851.4136 | 8520.4876 | 587.4545 | 4221.1718 | 13329.1138 | 908.6374 | 228.203 | 267.0141 | 1403.8544 | 5118.4454
1 | 4 | 16 | 13212.5553 | 5001.9648 | 1671.975 | 19886.4951 | 8470.3419 | 1143.7831 | 2947.0663 | 12561.1913 | 686.0003 | 116.8844 | 117.5467 | 920.4314 | 6404.8724
1 | 4 | 17 | 12923.0393 | 4889.1204 | 1652.6065 | 19464.7662 | 6520.3771 | 855.7225 | 1921.2245 | 9297.3241 | 89.0548 | 25.0467 | 0 | 114.1015 | 10053.3406
1 | 4 | 18 | 12415.3731 | 4706.9691 | 1598.4287 | 18720.771 | 4068.3416 | 0 | 2256.0815 | 6324.4231 | 0 | 0 | 0 | 0 | 12396.3478
1 | 4 | 19 | 11732.9632 | 4438.1189 | 1523.9401 | 17695.0222 | 3247.1658 | 310.4117 | 1808.9165 | 5366.4941 | 0 | 0 | 0 | 0 | 12328.5281
1 | 4 | 20 | 10843.9194 | 4095.7341 | 1451.4287 | 16391.0822 | 3050.8729 | 530.2928 | 2177.6073 | 5758.7729 | 0 | 0 | 0 | 0 | 10632.3093
1 | 4 | 21 | 10061.2936 | 3797.681 | 1398.055 | 15257.0296 | 2894.698 | 1860.7365 | 2416.2312 | 7171.6657 | 0 | 0 | 0 | 0 | 8085.3639
1 | 4 | 22 | 9513.8851 | 3600.2972 | 1361.4099 | 14475.5922 | 4614.6118 | 2383.3386 | 2148.4879 | 9146.4382 | 0 | 0 | 0 | 0 | 5329.154
1 | 4 | 23 | 9186.3031 | 3497.1871 | 1334.3972 | 14017.8874 | 5753.8438 | 2514.3451 | 2558.7868 | 10826.9757 | 0 | 0 | 0 | 0 | 3190.9117
1 | 4 | 24 | 9054.7156 | 3443.6778 | 1319.2166 | 13817.61 | 6544.2412 | 2514.3451 | 2268.7465 | 11327.3328 | 0 | 0 | 0 | 0 | 2490.2772
1 | 5 | 1 | 9037.9937 | 3432.332 | 1312.7117 | 13783.0373 | 8739.0826 | 2594.0324 | 2199.3585 | 13532.4735 | 0 | 0 | 0 | 0 | 250.5639
1 | 5 | 2 | 9207.5448 | 3487.8982 | 1327.8583 | 14023.3014 | 9724.3818 | 2726.3105 | 3232.9477 | 15683.64 | 0 | 0 | 0 | 0 | -1660.3386
1 | 5 | 3 | 9792.2188 | 3677.5662 | 1384.0647 | 14853.8497 | 10028.3403 | 2646.6971 | 3716.3137 | 16391.3511 | 0 | 0 | 0 | 0 | -1537.5014
1 | 5 | 4 | 10863.2067 | 4063.4299 | 1476.2685 | 16402.9051 | 10036.6068 | 2213.6174 | 4118.6738 | 16368.898 | 0 | 0 | 0 | 0 | 34.0071
1 | 5 | 5 | 11528.5183 | 4299.2971 | 1518.5944 | 17346.4098 | 9734.2991 | 2344.464 | 4107.7313 | 16186.4945 | 0 | 0 | 0 | 0 | 1159.9153
1 | 5 | 6 | 11664.7438 | 4335.406 | 1531.5316 | 17531.6814 | 9507.976 | 2562.8336 | 4034.868 | 16105.6776 | 0 | 0 | 0 | 0 | 1426.0038
1 | 5 | 7 | 11537.4673 | 4289.9384 | 1526.0725 | 17353.4783 | 9230.5434 | 2615.2248 | 3820.3087 | 15666.0769 | 0 | 0 | 0 | 0 | 1687.4014
1 | 5 | 8 | 11355.7546 | 4231.6745 | 1512.3847 | 17099.8138 | 8784.5825 | 2514.656 | 3941.3568 | 15240.5953 | 0 | 0 | 0 | 0 | 1859.2184
1 | 5 | 9 | 11243.6989 | 4156.9396 | 1500.0793 | 16900.7177 | 8635.5497 | 2412.1018 | 3665.5359 | 14713.1875 | 594.1626 | 198.9818 | 324.1436 | 1117.288 | 1070.2422
1 | 5 | 10 | 11156.1768 | 4094.4671 | 1499.9088 | 16750.5528 | 8922.4409 | 2600.557 | 3467.0296 | 14990.0275 | 1859.0191 | 660.9537 | 1022.1699 | 3542.1427 | -1781.6174
1 | 5 | 11 | 11099.0782 | 4076.259 | 1502.5061 | 16677.8434 | 9259.6837 | 2822.1647 | 3394.7501 | 15476.5985 | 1970.3377 | 705.4811 | 1030.3984 | 3706.2172 | -2504.9724
1 | 5 | 12 | 11106.3853 | 4051.7962 | 1494.5308 | 16652.7124 | 9225.3073 | 3090.6359 | 3306.9352 | 15622.8784 | 1590.4632 | 619.2092 | 775.5951 | 2985.2675 | -1955.4335
1 | 5 | 13 | 11314.9566 | 4096.1527 | 1513.7309 | 16924.8402 | 9785.7264 | 3043.1469 | 3434.8862 | 16263.7594 | 1650.297 | 552.4181 | 771.8791 | 2974.5941 | -2313.5133
1 | 5 | 14 | 11906.916 | 4303.4166 | 1567.3926 | 17777.7252 | 9980.9201 | 3289.7864 | 3394.5577 | 16665.2642 | 1875.7169 | 635.907 | 905.6279 | 3417.2518 | -2304.7908
1 | 5 | 15 | 12665.7761 | 4616.1887 | 1630.1947 | 18912.1595 | 9806.9173 | 3147.1659 | 3458.466 | 16412.5493 | 2088.6136 | 720.7874 | 778.7576 | 3588.1586 | -1088.5483
1 | 5 | 16 | 12723.5469 | 4667.065 | 1645.6152 | 19036.2272 | 9855.1608 | 3371.5565 | 3465.1592 | 16691.8765 | 1321.9073 | 549.6352 | 566.4072 | 2437.9497 | -93.599
1 | 5 | 17 | 12504.6647 | 4593.6963 | 1614.0711 | 18712.4321 | 9387.7688 | 3141.3447 | 2928.2119 | 15457.3255 | 147.497 | 119.6674 | 0 | 267.1644 | 2987.9422
1 | 5 | 18 | 12079.0594 | 4457.1488 | 1569.1512 | 18105.3594 | 9017.9002 | 3018.1285 | 2687.3251 | 14723.3538 | 0 | 0 | 0 | 0 | 3382.0056
1 | 5 | 19 | 11436.0526 | 4228.3647 | 1510.5468 | 17174.9641 | 8762.3837 | 2784.3086 | 2252.1841 | 13798.8764 | 0 | 0 | 0 | 0 | 3376.0877
1 | 5 | 20 | 10607.42 | 3930.1354 | 1442.0552 | 15979.6106 | 8555.4219 | 3037.5326 | 2691.5204 | 14284.4749 | 0 | 0 | 0 | 0 | 1695.1357
1 | 5 | 21 | 9867.8925 | 3657.6998 | 1390.6721 | 14916.2644 | 8110.7007 | 2781.398 | 2692.761 | 13584.8596 | 0 | 0 | 0 | 0 | 1331.4048
1 | 5 | 22 | 9411.127 | 3482.0736 | 1353.9267 | 14247.1273 | 8751.3037 | 2656.0687 | 2648.1001 | 14055.4725 | 0 | 0 | 0 | 0 | 191.6548
1 | 5 | 23 | 9152.0422 | 3397.5782 | 1333.465 | 13883.0853 | 8183.3381 | 2748.4467 | 2725.244 | 13657.0288 | 0 | 0 | 0 | 0 | 226.0565
1 | 5 | 24 | 9031.9207 | 3360.6478 | 1323.2673 | 13715.8358 | 9179.2205 | 2877.6312 | 2426.6701 | 14483.5218 | 0 | 0 | 0 | 0 | -767.686
1 | 6 | 1 | 9052.5085 | 3373.2005 | 1322.055 | 13747.764 | 9518.0681 | 2949.61 | 2373.9693 | 14841.6474 | 0 | 0 | 0 | 0 | -1093.8833
1 | 6 | 2 | 9290.5436 | 3460.5026 | 1336.27 | 14087.3161 | 9368.356 | 2787.9463 | 2504.1648 | 14660.4671 | 0 | 0 | 0 | 0 | -573.1509
1 | 6 | 3 | 9925.4091 | 3700.1684 | 1404.5805 | 15030.158 | 9279.0973 | 2609.3637 | 2572.4868 | 14460.9478 | 0 | 0 | 0 | 0 | 569.2103
1 | 6 | 4 | 11081.1528 | 4131.3102 | 1504.1724 | 16716.6354 | 9408.9696 | 2516.7695 | 2647.9557 | 14573.6949 | 0 | 0 | 0 | 0 | 2142.9405
1 | 6 | 5 | 11759.2764 | 4392.3147 | 1551.2951 | 17702.8863 | 9221.5513 | 2476.8186 | 2739.2854 | 14437.6553 | 0 | 0 | 0 | 0 | 3265.231
1 | 6 | 6 | 11806.6568 | 4411.8879 | 1568.0412 | 17786.5859 | 9346.1225 | 2437.7791 | 2782.522 | 14566.4236 | 0 | 0 | 0 | 0 | 3220.1623
1 | 6 | 7 | 11570.9004 | 4317.3315 | 1559.9844 | 17448.2163 | 9292.3728 | 2609.0126 | 2983.2234 | 14884.6089 | 0 | 0 | 0 | 0 | 2563.6074
1 | 6 | 8 | 11320.7073 | 4217.2005 | 1543.9048 | 17081.8126 | 9032.0713 | 2616.7656 | 2999.6789 | 14648.5158 | 0 | 0 | 0 | 0 | 2433.2969
1 | 6 | 9 | 11090.0915 | 4123.3362 | 1504.2985 | 16717.7262 | 9180.4 | 2715.9962 | 3043.4515 | 14939.8476 | 659.5622 | 130.7992 | 301.5927 | 1091.9542 | 685.9244
1 | 6 | 10 | 10893.8693 | 4049.1853 | 1483.55 | 16426.6047 | 9720.3146 | 2480.2546 | 3154.0981 | 15354.6673 | 1960.5973 | 560.767 | 933.9368 | 3455.3011 | -2383.3637
1 | 6 | 11 | 10829.5199 | 4017.7051 | 1488.3612 | 16335.5862 | 10711.1477 | 2693.9631 | 3196.0922 | 16601.203 | 2152.6217 | 734.7022 | 1079.4336 | 3966.7575 | -4232.3743
1 | 6 | 12 | 10854.3633 | 4011.0394 | 1483.7973 | 16349.2 | 10777.2971 | 3246.4038 | 3328.4264 | 17352.1273 | 1673.9521 | 642.8644 | 868.8244 | 3185.6409 | -4188.5683
1 | 6 | 13 | 11154.6202 | 4082.1468 | 1501.3636 | 16738.1306 | 10577.4127 | 3341.9006 | 3321.9312 | 17241.2446 | 1577.9399 | 595.554 | 614.8174 | 2788.3113 | -3291.4253
1 | 6 | 14 | 11787.6426 | 4303.4539 | 1556.2681 | 17647.3646 | 10583.9712 | 3314.9266 | 3315.0607 | 17213.9585 | 1736.5688 | 653.9963 | 736.7423 | 3127.3073 | -2693.9013
1 | 6 | 15 | 12550.829 | 4619.1785 | 1623.2491 | 18793.2565 | 10424.4531 | 3356.1153 | 3359.6194 | 17140.1878 | 2172.1024 | 729.1362 | 1041.9469 | 3943.1856 | -2290.1169
1 | 6 | 16 | 12634.7961 | 4671.6017 | 1630.1501 | 18936.548 | 10244.4942 | 3372.254 | 3200.2378 | 16816.986 | 1381.741 | 549.6352 | 707.8338 | 2639.2099 | -519.6479
1 | 6 | 17 | 12409.7784 | 4594.6267 | 1609.0733 | 18613.4784 | 10081.1978 | 3372.254 | 3004.9275 | 16458.3794 | 171.1522 | 132.1907 | 0 | 303.3429 | 1851.7561
1 | 6 | 18 | 11967.4045 | 4446.8964 | 1555.204 | 17969.5049 | 10055.6611 | 3372.254 | 2874.5042 | 16302.4192 | 0 | 0 | 0 | 0 | 1667.0857
1 | 6 | 19 | 11286.3294 | 4201.8631 | 1483.8947 | 16972.0873 | 10009.005 | 3213.7015 | 2718.6848 | 15941.3912 | 0 | 0 | 0 | 0 | 1030.6961
1 | 6 | 20 | 10425.9428 | 3883.4464 | 1410.4805 | 15719.8697 | 9772.269 | 2420.4458 | 3026.2028 | 15218.9176 | 0 | 0 | 0 | 0 | 500.9521
1 | 6 | 21 | 9654.122 | 3592.9575 | 1356.3498 | 14603.4293 | 10294.3906 | 2312.542 | 3285.5296 | 15892.4622 | 0 | 0 | 0 | 0 | -1289.0329
1 | 6 | 22 | 9134.4898 | 3403.307 | 1316.0144 | 13853.8112 | 10474.6723 | 2565.5327 | 3624.5106 | 16664.7155 | 0 | 0 | 0 | 0 | -2810.9043
1 | 6 | 23 | 8832.2251 | 3304.6913 | 1282.8829 | 13419.7993 | 10635.3045 | 2746.2608 | 3459.4524 | 16841.0177 | 0 | 0 | 0 | 0 | -3421.2184
1 | 6 | 24 | 8672.3428 | 3253.5745 | 1273.4282 | 13199.3455 | 10812.7236 | 2218.0275 | 3752.3714 | 16783.1225 | 0 | 0 | 0 | 0 | -3583.777
1 | 7 | 1 | 8634.5227 | 3235.4625 | 1279.4179 | 13149.4031 | 10686.6497 | 2772.0337 | 4199.6792 | 17658.3626 | 0 | 0 | 0 | 0 | -4508.9595
1 | 7 | 2 | 8810.8976 | 3275.3847 | 1293.3544 | 13379.6367 | 10390.1993 | 3312.1011 | 4248.674 | 17950.9744 | 0 | 0 | 0 | 0 | -4571.3378
1 | 7 | 3 | 9408.067 | 3478.7779 | 1341.4298 | 14228.2747 | 10196.1061 | 3321.8032 | 4212.436 | 17730.3453 | 0 | 0 | 0 | 0 | -3502.0706
1 | 7 | 4 | 10458.6491 | 3860.2063 | 1440.08 | 15758.9354 | 10119.3677 | 3181.9432 | 4164.6323 | 17465.9431 | 0 | 0 | 0 | 0 | -1707.0077
1 | 7 | 5 | 11056.8987 | 4082.3851 | 1488.9361 | 16628.2199 | 10135.4053 | 3109.853 | 4080.325 | 17325.5833 | 0 | 0 | 0 | 0 | -697.3634
1 | 7 | 6 | 11163.82 | 4139.9405 | 1510.8011 | 16814.5617 | 9743.8071 | 2906.5547 | 4008.1784 | 16658.5402 | 0 | 0 | 0 | 0 | 156.0215
1 | 7 | 7 | 11099.3453 | 4148.8641 | 1512.8386 | 16761.0481 | 9355.3492 | 2812.4446 | 3944.5259 | 16112.3197 | 0 | 0 | 0 | 0 | 648.7284
1 | 7 | 8 | 10967.0926 | 4108.4739 | 1507.5227 | 16583.0892 | 8940.0197 | 2615.328 | 3822.209 | 15377.5567 | 0 | 0 | 0 | 0 | 1205.5325
1 | 7 | 9 | 10914.0681 | 4069.2338 | 1493.6917 | 16476.9936 | 8299.0287 | 2679.2265 | 3330.3405 | 14308.5958 | 726.3533 | 200.3733 | 502.5821 | 1429.3087 | 739.0892
1 | 7 | 10 | 10857.5249 | 4013.3535 | 1486.584 | 16357.4623 | 6976.8815 | 1774.9635 | 3349.2427 | 12101.0877 | 2080.2647 | 701.3066 | 1363.3284 | 4144.8998 | 111.4748
1 | 7 | 11 | 10821.1618 | 3995.7956 | 1475.3465 | 16292.3039 | 5232.1224 | 861.5136 | 3313.8287 | 9407.4647 | 2148.4473 | 727.7448 | 1307.9817 | 4184.1738 | 2700.6655
1 | 7 | 12 | 10734.3165 | 3959.6088 | 1457.532 | 16151.4573 | 3950.6043 | 495.18 | 3370.2195 | 7816.0038 | 1751.8751 | 633.1241 | 1121.8194 | 3506.8185 | 4828.6349
1 | 7 | 13 | 10857.4362 | 3977.1313 | 1463.7548 | 16298.3223 | 3125.7632 | 355.9235 | 3387.0422 | 6868.7288 | 1596.0292 | 578.8563 | 1012.8508 | 3187.7362 | 6241.8572
1 | 7 | 14 | 11413.1287 | 4151.2962 | 1518.2075 | 17082.6324 | 2560.0371 | 157.8203 | 3082.3095 | 5800.1669 | 1817.2747 | 633.1241 | 1127.4895 | 3577.8882 | 7704.5772
1 | 7 | 15 | 11936.4795 | 4397.3717 | 1577.2189 | 17911.0702 | 2800.6276 | 109.4447 | 2539.2509 | 5449.3232 | 2103.9199 | 708.264 | 742.0926 | 3554.2766 | 8907.4704
1 | 7 | 16 | 11924.8712 | 4423.3987 | 1589.8744 | 17938.1442 | 4091.3856 | 217.5829 | 2337.0777 | 6646.0462 | 1384.524 | 587.2051 | 453.1808 | 2424.91 | 8867.188
1 | 7 | 17 | 11669.6071 | 4348.1643 | 1561.7677 | 17579.5391 | 6025.2154 | 739.4399 | 2354.5105 | 9119.1657 | 198.9818 | 141.9311 | 0 | 340.9129 | 8119.4605
1 | 7 | 18 | 11235.8745 | 4209.8022 | 1505.6901 | 16951.3668 | 8077.7512 | 1996.8472 | 2866.1371 | 12940.7355 | 0 | 0 | 0 | 0 | 4010.6313
1 | 7 | 19 | 10583.9553 | 3973.996 | 1449.0722 | 16007.0235 | 9765.3521 | 2985.0669 | 4027.7 | 16778.119 | 0 | 0 | 0 | 0 | -771.0955
1 | 7 | 20 | 9774.8747 | 3673.1869 | 1383.1374 | 14831.1989 | 10531.285 | 3369.2412 | 4229.1324 | 18129.6586 | 0 | 0 | 0 | 0 | -3298.4597
1 | 7 | 21 | 9025.0663 | 3386.9404 | 1325.4593 | 13737.466 | 10627.2386 | 3372.254 | 3858.5832 | 17858.0758 | 0 | 0 | 0 | 0 | -4120.6098
1 | 7 | 22 | 8508.1566 | 3192.6703 | 1280.049 | 12980.8759 | 10617.0045 | 3372.254 | 3428.3762 | 17417.6347 | 0 | 0 | 0 | 0 | -4436.7588
1 | 7 | 23 | 8193.6025 | 3088.8527 | 1258.1779 | 12540.633 | 10506.6559 | 3372.254 | 3303.11 | 17182.0198 | 0 | 0 | 0 | 0 | -4641.3868
1 | 7 | 24 | 8011.5569 | 3021.0219 | 1245.709 | 12278.2878 | 10386.1985 | 3372.254 | 3363.5584 | 17122.011 | 0 | 0 | 0 | 0 | -4843.7232
1 | 8 | 1 | 7965.6828 | 3002.5729 | 1242.2386 | 12210.4942 | 10260.3953 | 3354.7943 | 3311.2692 | 16926.4587 | 0 | 0 | 0 | 0 | -4715.9645
1 | 8 | 2 | 8140.1825 | 3040.7164 | 1255.6914 | 12436.5903 | 9647.2614 | 3348.2043 | 3182.5929 | 16178.0586 | 0 | 0 | 0 | 0 | -3741.4684
1 | 8 | 3 | 8686.235 | 3229.6386 | 1306.418 | 13222.2915 | 9380.2275 | 3346.1471 | 3124.6352 | 15851.0098 | 0 | 0 | 0 | 0 | -2628.7182
1 | 8 | 4 | 9707.4724 | 3594.5695 | 1400.7414 | 14702.7833 | 9378.3846 | 3324.5583 | 3033.8294 | 15736.7723 | 0 | 0 | 0 | 0 | -1033.989
1 | 8 | 5 | 10382.6236 | 3833.7332 | 1456.5687 | 15672.9255 | 9479.2411 | 3372.254 | 2869.8202 | 15721.3153 | 0 | 0 | 0 | 0 | -48.3898
1 | 8 | 6 | 10646.1606 | 3915.0171 | 1489.6284 | 16050.8062 | 9658.2745 | 3372.254 | 2476.5221 | 15507.0507 | 0 | 0 | 0 | 0 | 543.7555
1 | 8 | 7 | 10747.8232 | 3953.3725 | 1494.4613 | 16195.6571 | 9730.2407 | 3372.254 | 2155.7615 | 15258.2562 | 0 | 0 | 0 | 0 | 937.4009
1 | 8 | 8 | 10731.965 | 3984.4733 | 1495.1972 | 16211.6355 | 10042.3742 | 3372.254 | 1930.892 | 15345.5202 | 0 | 0 | 0 | 0 | 866.1153
1 | 8 | 9 | 10708.0967 | 3982.417 | 1494.2986 | 16184.8124 | 10311.2816 | 3359.7793 | 1639.3411 | 15310.4019 | 432.7507 | 205.9392 | 175.1763 | 813.8662 | 60.5442
1 | 8 | 10 | 10684.3597 | 3939.8574 | 1485.6671 | 16109.8842 | 10232.4342 | 3045.7061 | 937.7766 | 14215.9168 | 1248.1588 | 527.3715 | 463.6206 | 2239.1509 | -345.1835
1 | 8 | 11 | 10683.9684 | 3943.7333 | 1489.3923 | 16117.094 | 9496.8099 | 2823.7434 | 758.0674 | 13078.6207 | 1110.4021 | 578.8563 | 175.9264 | 1865.1848 | 1173.2885
1 | 8 | 12 | 10639.7941 | 3911.9774 | 1479.8899 | 16031.6614 | 9215.7612 | 2885.4604 | 734.4057 | 12835.6273 | 1067.2662 | 464.7548 | 413.0689 | 1945.0899 | 1250.9443
1 | 8 | 13 | 10740.1426 | 3929.843 | 1484.6489 | 16154.6345 | 9678.4348 | 2905.7564 | 932.7379 | 13516.9292 | 1077.0066 | 441.0996 | 588.5785 | 2106.6847 | 531.0206
1 | 8 | 14 | 11121.7156 | 4058.5074 | 1517.9217 | 16698.1447 | 10416.2755 | 2971.3301 | 1464.2396 | 14851.8452 | 999.0836 | 421.6189 | 385.0146 | 1805.7171 | 40.5824
1 | 8 | 15 | 11459.8095 | 4188.738 | 1540.1032 | 17188.6507 | 10719.2334 | 3171.3325 | 1606.7267 | 15497.2926 | 1031.0877 | 282.4707 | 258.2484 | 1571.8069 | 119.5512
1 | 8 | 16 | 11366.7008 | 4143.5616 | 1543.4985 | 17053.7609 | 10855.6652 | 3313.4211 | 1962.7085 | 16131.7947 | 360.3937 | 399.3552 | 149.8008 | 909.5496 | 12.4166
1 | 8 | 17 | 11040.3669 | 4020.7326 | 1508.9959 | 16570.0955 | 10770.0971 | 3363.8889 | 2254.2024 | 16388.1884 | 122.4504 | 116.8844 | 0 | 239.3348 | -57.4277
1 | 8 | 18 | 10592.4769 | 3873.4381 | 1468.0547 | 15933.9698 | 10439.8261 | 3366.0677 | 2643.3074 | 16449.2012 | 0 | 0 | 0 | 0 | -515.2314
1 | 8 | 19 | 10051.227 | 3681.7812 | 1416.8589 | 15149.867 | 10273.5579 | 3368.9128 | 3033.0823 | 16675.553 | 0 | 0 | 0 | 0 | -1525.686
1 | 8 | 20 | 9402.5814 | 3445.986 | 1363.7723 | 14212.3398 | 10198.5095 | 3372.254 | 3442.5573 | 17013.3208 | 0 | 0 | 0 | 0 | -2800.981
1 | 8 | 21 | 8742.7299 | 3197.4902 | 1299.7833 | 13240.0034 | 10191.7435 | 3368.0599 | 3694.177 | 17253.9805 | 0 | 0 | 0 | 0 | -4013.9771
1 | 8 | 22 | 8212.1308 | 2990.5053 | 1251.4268 | 12454.0629 | 10195.8235 | 3368.6024 | 3657.4794 | 17221.9053 | 0 | 0 | 0 | 0 | -4767.8423
1 | 8 | 23 | 7884.1013 | 2863.8498 | 1220.7404 | 11968.6915 | 10340.3749 | 3333.0016 | 3612.5078 | 17285.8843 | 0 | 0 | 0 | 0 | -5317.1928
1 | 8 | 24 | 7680.651 | 2780.0984 | 1211.5069 | 11672.2562 | 10233.2451 | 3340.1088 | 3601.7463 | 17175.1002 | 0 | 0 | 0 | 0 | -5502.844
1 | 9 | 1 | 7587.6159 | 2740.4665 | 1210.8498 | 11538.9322 | 9902.2064 | 3211.8565 | 3621.5027 | 16735.5656 | 0 | 0 | 0 | 0 | -5196.6334
1 | 9 | 2 | 7622.1563 | 2752.004 | 1212.14 | 11586.3003 | 9729.0271 | 3168.9654 | 3652.0861 | 16550.0786 | 0 | 0 | 0 | 0 | -4963.7783
1 | 9 | 3 | 7841.0331 | 2821.0966 | 1238.8995 | 11901.0291 | 10023.8444 | 3297.593 | 3654.8808 | 16976.3182 | 0 | 0 | 0 | 0 | -5075.2891
1 | 9 | 4 | 8237.0138 | 2965.1177 | 1280.2926 | 12482.4241 | 10369.4047 | 3283.547 | 3709.6784 | 17362.63 | 0 | 0 | 0 | 0 | -4880.2059
1 | 9 | 5 | 8736.6997 | 3156.2234 | 1329.1857 | 13222.1087 | 10359.4073 | 3057.9595 | 3739.1225 | 17156.4893 | 0 | 0 | 0 | 0 | -3934.3806
1 | 9 | 6 | 9252.2965 | 3396.97 | 1395.6851 | 14044.9516 | 9939.8335 | 2974.2152 | 3693.8471 | 16607.8958 | 0 | 0 | 0 | 0 | -2562.9442
1 | 9 | 7 | 9736.7477 | 3562.134 | 1445.3054 | 14744.1871 | 9942.0776 | 3115.8723 | 3709.1335 | 16767.0834 | 0 | 0 | 0 | 0 | -2022.8963
1 | 9 | 8 | 9908.785 | 3602.0658 | 1473.8757 | 14984.7265 | 10000.5336 | 3109.3279 | 3464.2002 | 16574.0617 | 0 | 0 | 0 | 0 | -1589.3352
1 | 9 | 9 | 9821.8257 | 3622.1269 | 1487.5495 | 14931.5021 | 10118.5125 | 3286.7589 | 3523.4527 | 16928.7241 | 449.4485 | 171.1522 | 318.8277 | 939.4284 | -2936.6505
1 | 9 | 10 | 9757.4596 | 3625.5257 | 1488.4491 | 14871.4344 | 10253.8549 | 3143.3383 | 3630.9358 | 17028.129 | 1511.1488 | 635.907 | 1118.3117 | 3265.3675 | -5422.062
1 | 9 | 11 | 9773.1958 | 3623.6827 | 1487.9166 | 14884.7952 | 10691.7421 | 2437.5601 | 3910.1583 | 17039.4605 | 1726.8284 | 455.0144 | 1083.8535 | 3265.6963 | -5420.3616
1 | 9 | 12 | 9913.0903 | 3657.3001 | 1483.0034 | 15053.3938 | 10377.9958 | 3053.0113 | 3937.4831 | 17368.4903 | 1579.3314 | 435.5337 | 1043.2551 | 3058.1201 | -5373.2166
1 | 9 | 13 | 10239.0668 | 3763.2285 | 1501.2198 | 15503.5152 | 9830.8867 | 3213.7426 | 4153.2258 | 17197.8551 | 1274.597 | 434.1422 | 910.9855 | 2619.7246 | -4314.0646
1 | 9 | 14 | 10895.4851 | 3987.2024 | 1540.3376 | 16423.025 | 9670.4043 | 3098.264 | 4157.3764 | 16926.0447 | 1776.9218 | 381.2659 | 986.1255 | 3144.3131 | -3647.3329
1 | 9 | 15 | 11636.5484 | 4295.2632 | 1586.6592 | 17518.4708 | 9661.3215 | 3054.5211 | 4033.9126 | 16749.7552 | 1918.8529 | 424.4018 | 1188.7355 | 3531.9902 | -2763.2747
1 | 9 | 16 | 11681.2869 | 4326.0191 | 1563.3198 | 17570.6258 | 9659.0063 | 3035.0911 | 3848.8654 | 16542.9628 | 1660.0373 | 549.6352 | 893.1463 | 3102.8187 | -2075.1557
1 | 9 | 17 | 11481.7168 | 4262.6653 | 1529.4182 | 17273.8003 | 10150.3898 | 2787.1263 | 3786.4158 | 16723.9318 | 282.4707 | 183.6755 | 29.2211 | 495.3674 | 54.5011
1 | 9 | 18 | 11230.541 | 4199.4587 | 1494.5556 | 16924.5552 | 10356.2867 | 3034.6219 | 3676.9458 | 17067.8544 | 0 | 0 | 0 | 0 | -143.2991
1 | 9 | 19 | 10831.2543 | 4083.5932 | 1440.7007 | 16355.5482 | 9732.2167 | 2651.3902 | 4182.596 | 16566.2029 | 0 | 0 | 0 | 0 | -210.6547
1 | 9 | 20 | 10429.8662 | 3935.4115 | 1405.7376 | 15771.0154 | 9832.7228 | 2821.3624 | 4248.674 | 16902.7593 | 0 | 0 | 0 | 0 | -1131.7439
1 | 9 | 21 | 9943.8765 | 3759.5617 | 1371.4679 | 15074.9061 | 9134.0744 | 2735.2233 | 4248.2837 | 16117.5813 | 0 | 0 | 0 | 0 | -1042.6752
1 | 9 | 22 | 9495.5292 | 3611.6936 | 1341.1108 | 14448.3336 | 8851.8706 | 2436.6435 | 4247.7284 | 15536.2425 | 0 | 0 | 0 | 0 | -1087.909
1 | 9 | 23 | 9202.0746 | 3519.6495 | 1313.9042 | 14035.6283 | 8670.6708 | 2896.8526 | 4137.3763 | 15704.8996 | 0 | 0 | 0 | 0 | -1669.2713
1 | 9 | 24 | 9066.5299 | 3477.8936 | 1322.639 | 13867.0625 | 8320.7555 | 2582.5055 | 4164.8457 | 15068.1068 | 0 | 0 | 0 | 0 | -1201.0443
1 | 10 | 1 | 9005.1669 | 3459.6068 | 1295.5908 | 13760.3646 | 8574.5275 | 3061.2466 | 3761.2996 | 15397.0736 | 0 | 0 | 0 | 0 | -1636.7091
1 | 10 | 2 | 9061.0418 | 3482.3988 | 1295.7779 | 13839.2185 | 7129.0207 | 3371.2837 | 3240.1481 | 13740.4525 | 0 | 0 | 0 | 0 | 98.766
1 | 10 | 3 | 9246.428 | 3560.1925 | 1311.5226 | 14118.1431 | 6866.0189 | 2984.1599 | 3435.8712 | 13286.05 | 0 | 0 | 0 | 0 | 832.0931
1 | 10 | 4 | 9588.9637 | 3677.0643 | 1342.4486 | 14608.4767 | 6309.331 | 2592.2838 | 3367.4035 | 12269.0182 | 0 | 0 | 0 | 0 | 2339.4584
1 | 10 | 5 | 10024.4091 | 3831.3538 | 1398.7664 | 15254.5292 | 5693.9277 | 2089.5196 | 3340.9503 | 11124.3976 | 0 | 0 | 0 | 0 | 4130.1316
1 | 10 | 6 | 10458.0487 | 4023.6394 | 1456.6377 | 15938.3258 | 4909.8706 | 1240.5107 | 3357.7901 | 9508.1713 | 0 | 0 | 0 | 0 | 6430.1545
1 | 10 | 7 | 10722.4877 | 4095.9191 | 1503.8004 | 16322.2071 | 2825.8763 | 629.6475 | 3181.8974 | 6637.4212 | 0 | 0 | 0 | 0 | 9684.7859
1 | 10 | 8 | 10804.8717 | 4096.0356 | 1500.6607 | 16401.5681 | 1186.605 | 268.1625 | 3033.751 | 4488.5186 | 0 | 0 | 0 | 0 | 11913.0495
1 | 10 | 9 | 10805.1405 | 4086.7891 | 1499.8287 | 16391.7583 | 447.7935 | 105.3306 | 2705.5887 | 3258.7129 | 783.404 | 254.6411 | 506.7774 | 1544.8225 | 11588.2229
1 | 10 | 10 | 10782.5049 | 4075.9584 | 1499.8419 | 16358.3052 | 416.0389 | 60.4904 | 2664.1846 | 3140.7138 | 1982.8609 | 684.6089 | 1287.2345 | 3954.7043 | 9262.8871
1 | 10 | 11 | 10785.485 | 4049.0121 | 1491.8174 | 16326.3146 | 439.0077 | 0.1459 | 2156.9179 | 2596.0715 | 2005.1247 | 684.6089 | 1257.0803 | 3946.8138 | 9783.4293
1 | 10 | 12 | 10895.6642 | 4056.2722 | 1499.9135 | 16451.8498 | 378.7426 | 1.8773 | 1640.239 | 2020.8589 | 1710.1306 | 598.337 | 1054.0952 | 3362.5629 | 11068.428
1 | 10 | 13 | 11161.9144 | 4138.1617 | 1511.4662 | 16811.5423 | 514.0316 | 31.2816 | 1420.1464 | 1965.4595 | 1604.378 | 551.0266 | 939.5607 | 3094.9654 | 11751.1174
1 | 10 | 14 | 11790.3632 | 4350.4291 | 1562.6262 | 17703.4184 | 774.34 | 87.5547 | 941.3009 | 1803.1955 | 1771.3559 | 599.7285 | 1088.403 | 3459.4874 | 12440.7355
1 | 10 | 15 | 12525.8535 | 4653.1699 | 1623.312 | 18802.3353 | 1648.5527 | 133.6667 | 634.3469 | 2416.5663 | 1984.2524 | 623.3837 | 1108.8006 | 3716.4367 | 12669.3324
1 | 10 | 16 | 12501.8137 | 4668.9812 | 1602.4379 | 18773.2328 | 3818.8789 | 310.2209 | 1220.183 | 5349.2828 | 1331.6477 | 560.767 | 795.6637 | 2688.0784 | 10735.8716
1 | 10 | 17 | 12241.8714 | 4589.1419 | 1583.5221 | 18414.5355 | 6372.2602 | 705.5736 | 1451.3374 | 8529.1712 | 370.134 | 189.2415 | 50.0933 | 609.4689 | 9275.8954
1 | 10 | 18 | 11918.8254 | 4490.1918 | 1552.3905 | 17961.4078 | 8877.8793 | 1175.9504 | 2589.9222 | 12643.752 | 0 | 0 | 0 | 0 | 5317.6558
1 | 10 | 19 | 11472.2214 | 4335.2663 | 1499.2442 | 17306.7319 | 9867.7243 | 1995.058 | 3364.6169 | 15227.3992 | 0 | 0 | 0 | 0 | 2079.3326
1 | 10 | 20 | 10868.9391 | 4101.0213 | 1454.1697 | 16424.13 | 10293.4552 | 2530.3897 | 3930.5618 | 16754.4067 | 0 | 0 | 0 | 0 | -330.2767
1 | 10 | 21 | 10298.1556 | 3891.9486 | 1413.0938 | 15603.1979 | 10674.4184 | 2777.3009 | 4117.6799 | 17569.3992 | 0 | 0 | 0 | 0 | -1966.2012
1 | 10 | 22 | 9895.24 | 3748.5847 | 1378.8995 | 15022.7243 | 10755.4994 | 2946.5648 | 4096.0562 | 17798.1204 | 0 | 0 | 0 | 0 | -2775.3961
1 | 10 | 23 | 9651.9837 | 3663.7398 | 1357.0032 | 14672.7267 | 10780.2409 | 3046.5357 | 4064.8686 | 17891.6452 | 0 | 0 | 0 | 0 | -3218.9184
1 | 10 | 24 | 9534.0879 | 3626.6796 | 1348.2553 | 14509.0228 | 10814.8908 | 3168.5105 | 4109.0378 | 18092.4391 | 0 | 0 | 0 | 0 | -3583.4163
1 | 11 | 1 | 9538.5099 | 3622.5167 | 1358.0424 | 14519.069 | 10890.3831 | 3122.9108 | 4100.0287 | 18113.3227 | 0 | 0 | 0 | 0 | -3594.2537
1 | 11 | 2 | 9731.9643 | 3678.3325 | 1371.5296 | 14781.8264 | 10905.796 | 3172.3913 | 4143.6272 | 18221.8146 | 0 | 0 | 0 | 0 | -3439.9881
1 | 11 | 3 | 10197.7215 | 3826.7528 | 1415.7417 | 15440.216 | 10898.6356 | 3076.3409 | 4115.0575 | 18090.034 | 0 | 0 | 0 | 0 | -2649.818
1 | 11 | 4 | 10943.7134 | 4091.0891 | 1491.5678 | 16526.3702 | 10888.0559 | 2936.6311 | 4141.1006 | 17965.7876 | 0 | 0 | 0 | 0 | -1439.4174
1 | 11 | 5 | 11667.699 | 4339.2177 | 1553.1129 | 17560.0297 | 10863.2446 | 2999.6945 | 4171.1656 | 18034.1048 | 0 | 0 | 0 | 0 | -474.0751
1 | 11 | 6 | 12214.7684 | 4530.5057 | 1613.7376 | 18359.0117 | 10858.0859 | 3207.6597 | 4247.2058 | 18312.9514 | 0 | 0 | 0 | 0 | 46.0603
1 | 11 | 7 | 12500.8601 | 4646.0612 | 1635.0967 | 18782.018 | 10853.0654 | 3240.3058 | 4240.1126 | 18333.4839 | 0 | 0 | 0 | 0 | 448.5341
1 | 11 | 8 | 12640.4491 | 4686.3455 | 1628.0449 | 18954.8395 | 10786.9587 | 3364.0042 | 4248.6949 | 18399.6578 | 0 | 0 | 0 | 0 | 555.1817
1 | 11 | 9 | 12755.0901 | 4675.9651 | 1617.5425 | 19048.5977 | 10840.0397 | 3219.8243 | 4263.0334 | 18322.8974 | 68.1826 | 69.5741 | 117.9842 | 255.7409 | 469.9594
1 | 11 | 10 | 12750.1899 | 4633.0446 | 1607.3494 | 18990.5839 | 10759.859 | 3249.5715 | 4262.5502 | 18271.9807 | 352.0448 | 205.9392 | 456.8299 | 1014.8139 | -296.2107
1 | 11 | 11 | 12704.4649 | 4616.2852 | 1606.7885 | 18927.5386 | 10710.9974 | 3258.4441 | 4244.4193 | 18213.8608 | 545.4607 | 121.0589 | 356.4765 | 1022.9961 | -309.3184
1 | 11 | 12 | 12636.4215 | 4602.7331 | 1601.9181 | 18841.0727 | 10719.7866 | 2995.2348 | 4262.847 | 17977.8684 | 1068.6577 | 229.5944 | 555.7129 | 1853.9651 | -990.7609
1 | 11 | 13 | 12752.9247 | 4623.5749 | 1615.1792 | 18991.6787 | 10711.5074 | 3078.9372 | 4263.3913 | 18053.836 | 747.2255 | 126.6248 | 516.1889 | 1390.0392 | -452.1964
1 | 11 | 14 | 13217.235 | 4786.216 | 1654.9158 | 19658.3669 | 10785.0756 | 3083.7109 | 4263.3803 | 18132.1668 | 532.9374 | 86.2718 | 522.1253 | 1141.3346 | 384.8656
1 | 11 | 15 | 13720.3913 | 5002.1153 | 1709.5591 | 20432.0657 | 10731.1375 | 2968.13 | 4263.3913 | 17962.6587 | 542.6777 | 175.3267 | 679.5294 | 1397.5338 | 1071.8732
1 | 11 | 16 | 13646.2815 | 4992.7061 | 1708.7757 | 20347.7633 | 10755.5937 | 3240.2073 | 4263.3913 | 18259.1923 | 410.487 | 129.4078 | 381.3447 | 921.2395 | 1167.3316
1 | 11 | 17 | 13297.7484 | 4883.6764 | 1671.6578 | 19853.0827 | 10804.1987 | 3353.5083 | 4263.3913 | 18421.0983 | 76.5315 | 34.787 | 43.1359 | 154.4544 | 1277.53
1 | 11 | 18 | 12770.8889 | 4709.5769 | 1614.0167 | 19094.4826 | 10860.2955 | 3343.4559 | 4263.3913 | 18467.1427 | 0 | 0 | 0 | 0 | 627.3399
1 | 11 | 19 | 12034.9491 | 4443.8923 | 1551.8062 | 18030.6477 | 10877.7985 | 3272.4907 | 4263.3913 | 18413.6805 | 0 | 0 | 0 | 0 | -383.0328
1 | 11 | 20 | 11144.7988 | 4135.7762 | 1477.4821 | 16758.0571 | 10894.354 | 3269.9255 | 4263.3908 | 18427.6704 | 0 | 0 | 0 | 0 | -1669.6133
1 | 11 | 21 | 10403.679 | 3872.7085 | 1422.8696 | 15699.2571 | 10919.375 | 3196.94 | 4263.3913 | 18379.7063 | 0 | 0 | 0 | 0 | -2680.4493
1 | 11 | 22 | 9883.3344 | 3691.926 | 1378.0504 | 14953.3108 | 10843.2346 | 2984.8669 | 4262.8079 | 18090.9094 | 0 | 0 | 0 | 0 | -3137.5987
1 | 11 | 23 | 9586.1973 | 3593.8665 | 1349.5756 | 14529.6395 | 10480.2924 | 3125.8214 | 4261.7988 | 17867.9126 | 0 | 0 | 0 | 0 | -3338.2732
1 | 11 | 24 | 9425.8067 | 3549.1239 | 1343.3865 | 14318.3171 | 10198.57 | 3372.254 | 4252.1674 | 17822.9913 | 0 | 0 | 0 | 0 | -3504.6742
1 | 12 | 1 | 9407.6784 | 3546.7808 | 1343.2821 | 14297.7413 | 10561.9649 | 3372.254 | 4228.9774 | 18163.1963 | 0 | 0 | 0 | 0 | -3865.455
1 | 12 | 2 | 9603.0515 | 3603.34 | 1366.8453 | 14573.2369 | 10492.9463 | 3280.0843 | 4157.8529 | 17930.8835 | 0 | 0 | 0 | 0 | -3357.6467
1 | 12 | 3 | 10184.0744 | 3812.2812 | 1424.9871 | 15421.3427 | 10301.7587 | 3268.4418 | 4260.52 | 17830.7205 | 0 | 0 | 0 | 0 | -2409.3778
1 | 12 | 4 | 11282.4053 | 4204.4667 | 1514.6109 | 17001.4829 | 10634.9661 | 3372.254 | 4085.0463 | 18092.2664 | 0 | 0 | 0 | 0 | -1090.7835
1 | 12 | 5 | 11924.649 | 4450.1619 | 1559.359 | 17934.17 | 10505.5338 | 3372.254 | 4263.3665 | 18141.1543 | 0 | 0 | 0 | 0 | -206.9843
1 | 12 | 6 | 11976.4567 | 4508.0507 | 1590.8533 | 18075.3607 | 10251.1375 | 3372.254 | 4262.4722 | 17885.8637 | 0 | 0 | 0 | 0 | 189.497
1 | 12 | 7 | 11910.8846 | 4487.6134 | 1575.5234 | 17974.0214 | 10258.7104 | 3372.254 | 4233.3768 | 17864.3412 | 0 | 0 | 0 | 0 | 109.6802
1 | 12 | 8 | 11829.853 | 4435.4999 | 1566.5929 | 17831.9457 | 10385.1987 | 3372.254 | 4260.8618 | 18018.3145 | 0 | 0 | 0 | 0 | -186.3687
1 | 12 | 9 | 11572.0603 | 4380.2184 | 1543.252 | 17495.5306 | 10148.8445 | 3372.254 | 4254.2195 | 17775.3181 | 47.3104 | 50.0933 | 38.5239 | 135.9276 | -415.715
1 | 12 | 10 | 11464.9313 | 4336.5669 | 1531.6877 | 17333.1859 | 9615.0532 | 3372.254 | 4205.7477 | 17193.0548 | 243.5092 | 232.3774 | 219.7408 | 695.6275 | -555.4963
1 | 12 | 11 | 11474.1971 | 4324.2565 | 1516.0027 | 17314.4562 | 8827.9608 | 3372.254 | 3786.8204 | 15987.0352 | 715.2214 | 345.0874 | 318.0613 | 1378.3701 | -50.9491
1 | 12 | 12 | 11496.4902 | 4288.2676 | 1512.8478 | 17297.6056 | 9437.2842 | 3372.254 | 3580.5393 | 16390.0775 | 609.4689 | 338.13 | 278.1876 | 1225.7864 | -318.2583
1 | 12 | 13 | 11652.5315 | 4307.5275 | 1524.0312 | 17484.0903 | 8664.3262 | 3043.4427 | 3966.5571 | 15674.3259 | 743.0511 | 336.7385 | 259.7024 | 1339.492 | 470.2724
1 | 12 | 14 | 12111.8231 | 4467.0307 | 1579.6528 | 18158.5065 | 8976.508 | 3207.223 | 3472.853 | 15656.584 | 677.6514 | 382.6574 | 263.3351 | 1323.644 | 1178.2786
1 | 12 | 15 | 12760.7565 | 4697.4081 | 1646.7689 | 19104.9335 | 9366.2855 | 3372.254 | 3480.6863 | 16219.2257 | 916.9863 | 276.9048 | 276.9628 | 1470.8538 | 1414.8539
1 | 12 | 16 | 12777.9899 | 4727.2694 | 1660.6789 | 19165.9382 | 9761.734 | 3372.254 | 3598.1785 | 16732.1665 | 738.8766 | 180.8926 | 289.7362 | 1209.5053 | 1224.2663
1 | 12 | 17 | 12499.5491 | 4623.1469 | 1631.2354 | 18753.9313 | 10843.2211 | 3372.254 | 3884.1844 | 18099.6595 | 165.5863 | 41.7444 | 8.3489 | 215.6796 | 438.5922
1 | 12 | 18 | 12005.6513 | 4451.8057 | 1584.2501 | 18041.7071 | 10950.9192 | 3372.254 | 4098.9363 | 18422.1095 | 0 | 0 | 0 | 0 | -380.4024
1 | 12 | 19 | 11326.7057 | 4200.9217 | 1504.7291 | 17032.3566 | 10956.2974 | 3372.254 | 4126.1122 | 18454.6637 | 0 | 0 | 0 | 0 | -1422.3071
1 | 12 | 20 | 10512.5619 | 3905.0996 | 1444.4541 | 15862.1156 | 10953.0901 | 3372.254 | 4255.6821 | 18581.0262 | 0 | 0 | 0 | 0 | -2718.9106
1 | 12 | 21 | 9769.2635 | 3625.1662 | 1389.767 | 14784.1966 | 10233.6006 | 3370.1384 | 4213.3299 | 17817.0689 | 0 | 0 | 0 | 0 | -3032.8723
1 | 12 | 22 | 9267.6481 | 3429.6338 | 1349.0703 | 14046.3522 | 10179.053 | 3297.8873 | 4167.7591 | 17644.6994 | 0 | 0 | 0 | 0 | -3598.3472
1 | 12 | 23 | 8966.1345 | 3316.5534 | 1323.2924 | 13605.9802 | 10270.5595 | 3347.3338 | 4070.0084 | 17687.9016 | 0 | 0 | 0 | 0 | -4081.9214
1 | 12 | 24 | 8813.4663 | 3252.6033 | 1311.2151 | 13377.2846 | 9436.0457 | 3335.54 | 3951.2507 | 16722.8364 | 0 | 0 | 0 | 0 | -3345.5517
1 | 13 | 1 | 8786.9338 | 3244.1806 | 1302.7177 | 13333.832 | 9441.7901 | 3372.2345 | 3767.3476 | 16581.3722 | 0 | 0 | 0 | 0 | -3247.5401
1 | 13 | 2 | 8996.1976 | 3300.7633 | 1319.9125 | 13616.8734 | 9229.2463 | 3102.6303 | 3374.9539 | 15706.8305 | 0 | 0 | 0 | 0 | -2089.957
1 | 13 | 3 | 9541.2115 | 3470.1154 | 1367.8662 | 14379.193 | 6676.0701 | 2753.762 | 3130.2507 | 12560.0828 | 0 | 0 | 0 | 0 | 1819.1102
1 | 13 | 4 | 10497.121 | 3762.7111 | 1438.564 | 15698.3961 | 6810.0047 | 2695.3181 | 2692.3696 | 12197.6924 | 0 | 0 | 0 | 0 | 3500.7037
1 | 13 | 5 | 11201.0712 | 4008.1612 | 1483.6018 | 16692.8341 | 7373.9049 | 2074.572 | 3495.8148 | 12944.2917 | 0 | 0 | 0 | 0 | 3748.5425
1 | 13 | 6 | 11565.5024 | 4164.7454 | 1522.9028 | 17253.1506 | 6240.4844 | 2375.2836 | 3736.4825 | 12352.2505 | 0 | 0 | 0 | 0 | 4900.9002
1 | 13 | 7 | 11782.2146 | 4250.5474 | 1550.3076 | 17583.0695 | 6777.6034 | 1561.3628 | 4040.327 | 12379.2932 | 0 | 0 | 0 | 0 | 5203.7763
1 | 13 | 8 | 11874.1273 | 4306.4358 | 1566.7836 | 17747.3467 | 6929.4147 | 2144.7218 | 4172.229 | 13246.3655 | 0 | 0 | 0 | 0 | 4500.9811
1 | 13 | 9 | 11892.3788 | 4321.9935 | 1563.2846 | 17777.6569 | 9201.1369 | 3238.8192 | 4151.6438 | 16591.5999 | 311.6918 | 134.9737 | 268.7389 | 715.4044 | 470.6526
1 | 13 | 10 | 11880.4849 | 4329.9808 | 1561.9155 | 17772.3813 | 10617.5365 | 3278.9337 | 3938.9741 | 17835.4443 | 900.2885 | 192.0244 | 700.485 | 1792.7979 | -1855.861
1 | 13 | 11 | 11838.2809 | 4307.5215 | 1553.3125 | 17699.1149 | 10566.8434 | 3372.254 | 4016.9817 | 17956.0791 | 730.5277 | 492.5844 | 612.1504 | 1835.2626 | -2092.2268
1 | 13 | 12 | 11736.0295 | 4276.0575 | 1526.6194 | 17538.7064 | 10644.2879 | 3211.1996 | 3952.5799 | 17808.0675 | 1547.3273 | 592.7711 | 857.5512 | 2997.6495 | -3267.0106
1 | 13 | 13 | 11801.2425 | 4271.9486 | 1537.4082 | 17610.5993 | 10819.5128 | 3372.254 | 4095.0828 | 18286.8497 | 1505.5829 | 549.6352 | 826.1305 | 2881.3486 | -3557.5989
1 | 13 | 14 | 12268.9181 | 4422.6312 | 1593.0997 | 18284.6489 | 10802.9997 | 3372.254 | 3758.2156 | 17933.4693 | 1651.6884 | 602.5114 | 602.227 | 2856.4269 | -2505.2472
1 | 13 | 15 | 12799.4319 | 4669.9121 | 1652.0368 | 19121.3808 | 10838.5782 | 3372.254 | 3718.3148 | 17929.147 | 1907.721 | 681.8259 | 775.8451 | 3365.392 | -2173.1582
1 | 13 | 16 | 12727.166 | 4692.0763 | 1645.1735 | 19064.4158 | 10484.5291 | 3372.2065 | 4142.106 | 17998.8415 | 1790.8366 | 574.6818 | 947.164 | 3312.6824 | -2247.1081
1 | 13 | 17 | 12404.2694 | 4606.8445 | 1605.2839 | 18616.3978 | 10372.591 | 3372.254 | 4004.9925 | 17749.8375 | 411.8785 | 222.637 | 104.3611 | 738.8766 | 127.6837
1 | 13 | 18 | 11886.0592 | 4456.3801 | 1546.2239 | 17888.6632 | 10525.3929 | 3372.254 | 3787.0692 | 17684.7161 | 0 | 0 | 0 | 0 | 203.9471
1 | 13 | 19 | 11204.2794 | 4224.3264 | 1493.8102 | 16922.416 | 10690.8425 | 3372.254 | 3790.7207 | 17853.8171 | 0 | 0 | 0 | 0 | -931.4012
1 | 13 | 20 | 10370.7412 | 3947.8033 | 1414.8571 | 15733.4016 | 10673.175 | 3372.254 | 3599.814 | 17645.243 | 0 | 0 | 0 | 0 | -1911.8413
1 | 13 | 21 | 9648.6965 | 3698.1039 | 1364.4261 | 14711.2264 | 10517.4972 | 3372.254 | 3446.4052 | 17336.1565 | 0 | 0 | 0 | 0 | -2624.93
1 | 13 | 22 | 9188.3942 | 3550.9449 | 1335.559 | 14074.8981 | 9962.0104 | 3372.254 | 3422.1413 | 16756.4056 | 0 | 0 | 0 | 0 | -2681.5075
1 | 13 | 23 | 8950.1526 | 3477.4503 | 1311.2589 | 13738.8618 | 9843.2078 | 3148.0253 | 3484.7403 | 16475.9735 | 0 | 0 | 0 | 0 | -2737.1116
1 | 13 | 24 | 8840.3215 | 3445.8683 | 1306.709 | 13592.8988 | 9226.0569 | 2861.1781 | 3404.3973 | 15491.6323 | 0 | 0 | 0 | 0 | -1898.7335
1 | 14 | 1 | 8880.4848 | 3465.5527 | 1303.162 | 13649.1996 | 8879.0048 | 2726.1205 | 3323.9843 | 14929.1096 | 0 | 0 | 0 | 0 | -1279.91
1 | 14 | 2 | 9144.8235 | 3548.3529 | 1317.2493 | 14010.4257 | 8787.5389 | 2693.0423 | 3326.0041 | 14806.5853 | 0 | 0 | 0 | 0 | -796.1596
1 | 14 | 3 | 9833.9909 | 3780.2708 | 1376.6979 | 14990.9596 | 8630.9102 | 2571.2689 | 3282.931 | 14485.1101 | 0 | 0 | 0 | 0 | 505.8495
1 | 14 | 4 | 10989.1616 | 4197.5909 | 1474.4941 | 16661.2467 | 8612.6606 | 2535.7323 | 3161.777 | 14310.17 | 0 | 0 | 0 | 0 | 2351.0767
1 | 14 | 5 | 11702.8561 | 4461.9779 | 1530.9284 | 17695.7625 | 8463.0082 | 2505.2078 | 3166.618 | 14134.834 | 0 | 0 | 0 | 0 | 3560.9284
1 | 14 | 6 | 11846.9138 | 4486.1064 | 1562.0372 | 17895.0573 | 8348.823 | 2485.7369 | 3176.4885 | 14011.0485 | 0 | 0 | 0 | 0 | 3884.0088
1 | 14 | 7 | 11736.2775 | 4401.835 | 1548.5842 | 17686.6967 | 8553.1161 | 2465.5309 | 3091.4214 | 14110.0685 | 0 | 0 | 0 | 0 | 3576.6282
1 | 14 | 8 | 11562.875 | 4318.906 | 1521.4376 | 17403.2186 | 8931.0273 | 2783.1354 | 3045.5987 | 14759.7614 | 0 | 0 | 0 | 0 | 2643.4572
1 | 14 | 9 | 11353.5108 | 4223.7534 | 1500.0679 | 17077.332 | 8949.5813 | 2785.8427 | 2986.2933 | 14721.7173 | 602.5115 | 162.8033 | 449.2266 | 1214.5413 | 1141.0734
1 | 14 | 10 | 11181.492 | 4148.5211 | 1483.0583 | 16813.0713 | 7440.1537 | 2509.9017 | 2626.1655 | 12576.2208 | 1785.2706 | 592.7711 | 1136.7669 | 3514.8086 | 722.0419
1 | 14 | 11 | 11120.3233 | 4119.3705 | 1479.8712 | 16719.565 | 6109.8182 | 2409.1275 | 2225.8538 | 10744.7995 | 2007.9077 | 738.8766 | 1216.2735 | 3963.0578 | 2011.7077
1 | 14 | 12 | 11104.6703 | 4106.7665 | 1486.7565 | 16698.1933 | 5294.563 | 1890.4628 | 1876.9441 | 9061.9699 | 1828.4065 | 649.8218 | 1034.8853 | 3513.1137 | 4123.1097
1 | 14 | 13 | 11322.3843 | 4164.5013 | 1498.8969 | 16985.7825 | 4596.4991 | 1559.6312 | 1625.7417 | 7781.8721 | 1696.2158 | 596.9455 | 1002.8396 | 3296.0009 | 5907.9095
1 | 14 | 14 | 11862.6962 | 4359.8817 | 1551.8177 | 17774.3956 | 4062.1088 | 1396.8973 | 1593.0768 | 7052.0828 | 1729.6114 | 649.8218 | 1190.8726 | 3570.3058 | 7152.007
1 | 14 | 15 | 12639.5966 | 4674.2946 | 1612.8188 | 18926.71 | 3592.2369 | 1351.1947 | 1548.5772 | 6492.0088 | 1835.3639 | 738.8766 | 1258.0967 | 3832.3373 | 8602.3639
1 | 14 | 16 | 12735.2359 | 4751.7137 | 1620.4981 | 19107.4477 | 3616.4695 | 1398.6165 | 1768.0393 | 6783.1252 | 1736.5688 | 713.83 | 934.4948 | 3384.8936 | 8939.4289
1 | 14 | 17 | 12535.7094 | 4692.6119 | 1599.2963 | 18827.6176 | 4557.0653 | 1816.5316 | 2885.235 | 9258.8319 | 531.5459 | 261.5985 | 98.7952 | 891.9396 | 8676.8461
1 | 14 | 18 | 12108.8432 | 4561.902 | 1559.9856 | 18230.7308 | 6813.0522 | 3223.4533 | 3485.7701 | 13522.2755 | 0 | 0 | 0 | 0 | 4708.4553
1 | 14 | 19 | 11482.6907 | 4340.4622 | 1499.9434 | 17323.0963 | 7513.7389 | 3296.6018 | 3741.2209 | 14551.5616 | 0 | 0 | 0 | 0 | 2771.5347
1 | 14 | 20 | 10672.4461 | 4051.5487 | 1431.1036 | 16155.0984 | 7220.1639 | 3149.06 | 3483.1458 | 13852.3698 | 0 | 0 | 0 | 0 | 2302.7286
1 | 14 | 21 | 9971.8047 | 3783.8641 | 1381.5443 | 15137.2131 | 5945.2647 | 3196.141 | 3362.8699 | 12504.2756 | 0 | 0 | 0 | 0 | 2632.9375
1 | 14 | 22 | 9488.5675 | 3603.8859 | 1353.076 | 14445.5295 | 5174.0823 | 3151.594 | 3082.582 | 11408.2583 | 0 | 0 | 0 | 0 | 3037.2712
1 | 14 | 23 | 9215.4343 | 3515.6022 | 1328.6896 | 14059.7261 | 4663.7614 | 2738.9156 | 2635.4887 | 10038.1658 | 0 | 0 | 0 | 0 | 4021.5603
1 | 14 | 24 | 9093.7963 | 3468.3186 | 1324.6289 | 13886.7438 | 3888.3203 | 2285.803 | 2310.2639 | 8484.3871 | 0 | 0 | 0 | 0 | 5402.3567
1 | 15 | 1 | 9073.9386 | 3461.511 | 1320.8423 | 13856.292 | 4010.8537 | 1769.2536 | 2219.3542 | 7999.4615 | 0 | 0 | 0 | 0 | 5856.8305
1 | 15 | 2 | 9267.9008 | 3530.8004 | 1332.6757 | 14131.3769 | 3942.97 | 1603.4624 | 2373.5848 | 7920.0172 | 0 | 0 | 0 | 0 | 6211.3597
1 | 15 | 3 | 9869.471 | 3743.3789 | 1378.4358 | 14991.2857 | 4230.868 | 1969.2365 | 2368.9444 | 8569.0488 | 0 | 0 | 0 | 0 | 6422.2368
1 | 15 | 4 | 10948.8597 | 4135.7455 | 1472.4337 | 16557.039 | 4794.4095 | 2547.7302 | 2655.7848 | 9997.9245 | 0 | 0 | 0 | 0 | 6559.1145
1 | 15 | 5 | 11623.1184 | 4375.3975 | 1523.7163 | 17522.2322 | 5324.0374 | 3010.2345 | 2754.6409 | 11088.9128 | 0 | 0 | 0 | 0 | 6433.3194
1 | 15 | 6 | 11768.0448 | 4396.7712 | 1549.67 | 17714.486 | 5696.8105 | 3183.3644 | 2648.0699 | 11528.2448 | 0 | 0 | 0 | 0 | 6186.2412
1 | 15 | 7 | 11681.3318 | 4348.5725 | 1550.7055 | 17580.6098 | 5948.6378 | 3039.619 | 2555.0099 | 11543.2667 | 0 | 0 | 0 | 0 | 6037.3432
1 | 15 | 8 | 11541.5115 | 4304.7569 | 1539.6529 | 17385.9212 | 5943.3544 | 2951.5146 | 2675.521 | 11570.3901 | 0 | 0 | 0 | 0 | 5815.5312
1 | 15 | 9 | 11357.179 | 4233.2992 | 1519.6195 | 17110.0977 | 5927.4322 | 2486.8135 | 2644.4486 | 11058.6944 | 276.9048 | 37.57 | 447.4437 | 761.9185 | 5289.4848
1 | 15 | 10 | 11198.2955 | 4145.1513 | 1506.6948 | 16850.1416 | 4766.5952 | 1997.8814 | 2013.9011 | 8778.3777 | 936.467 | 160.0204 | 1305.5321 | 2402.0194 | 5669.7445
1 | 15 | 11 | 11150.5058 | 4067.658 | 1505.85 | 16724.0137 | 4297.7494 | 1790.8302 | 1748.8821 | 7837.4617 | 1220.3292 | 256.0326 | 1195.172 | 2671.5338 | 6215.0182
1 | 15 | 12 | 11145.8396 | 4027.8623 | 1508.8037 | 16682.5056 | 3717.1486 | 1631.6752 | 1410.5214 | 6759.3452 | 744.4425 | 146.1055 | 1009.9636 | 1900.5117 | 8022.6487
1 | 15 | 13 | 11262.2877 | 4060.6383 | 1513.746 | 16836.6719 | 2850.3293 | 1382.6335 | 1474.303 | 5707.2658 | 670.694 | 150.28 | 727.3308 | 1548.3048 | 9581.1012
1 | 15 | 14 | 11683.9065 | 4208.9583 | 1550.6979 | 17443.5628 | 2314.9234 | 1114.6961 | 1616.8172 | 5046.4367 | 463.3633 | 126.6248 | 740.7247 | 1330.7128 | 11066.4133
1 | 15 | 15 | 12227.2057 | 4476.9808 | 1589.6515 | 18293.8379 | 2046.4108 | 919.3217 | 1759.601 | 4725.3336 | 695.7407 | 76.5315 | 710.2788 | 1482.551 | 12085.9534
1 | 15 | 16 | 12176.5232 | 4524.6412 | 1590.8082 | 18291.9726 | 2025.1816 | 943.526 | 1995.983 | 4964.6906 | 587.2051 | 32.0041 | 807.379 | 1426.5882 | 11900.6937
1 | 15 | 17 | 11888.2919 | 4443.3588 | 1560.9298 | 17892.5805 | 2507.4328 | 1067.3095 | 2551.7672 | 6126.5094 | 151.6715 | 5.5659 | 112.71 | 269.9474 | 11496.1236
1 | 15 | 18 | 11471.8624 | 4314.9627 | 1519.5247 | 17306.3498 | 3335.3867 | 1523.836 | 3304.1813 | 8163.404 | 0 | 0 | 0 | 0 | 9142.9458
1 | 15 | 19 | 10966.1937 | 4137.0622 | 1468.1237 | 16571.3795 | 3324.2593 | 1603.4652 | 3713.15 | 8640.8745 | 0 | 0 | 0 | 0 | 7930.505
1 | 15 | 20 | 10309.3378 | 3903.391 | 1412.6184 | 15625.3472 | 2927.2023 | 1440.6154 | 3675.9889 | 8043.8066 | 0 | 0 | 0 | 0 | 7581.5405
1 | 15 | 21 | 9657.2105 | 3658.2431 | 1358.0234 | 14673.477 | 2485.2103 | 1089.472 | 3440.8021 | 7015.4844 | 0 | 0 | 0 | 0 | 7657.9926
1 | 15 | 22 | 9134.3217 | 3455.3194 | 1313.8765 | 13903.5176 | 1933.2833 | 907.1958 | 2883.422 | 5723.901 | 0 | 0 | 0 | 0 | 8179.6166
1 | 15 | 23 | 8807.2141 | 3339.0511 | 1288.9992 | 13435.2644 | 1811.0278 | 781.1545 | 2487.7605 | 5079.9429 | 0 | 0 | 0 | 0 | 8355.3215
1 | 15 | 24 | 8603.6652 | 3261.6883 | 1277.5032 | 13142.8567 | 1746.3123 | 754.3588 | 2038.15 | 4538.8211 | 0 | 0 | 0 | 0 | 8604.0356
1 | 16 | 1 | 8512.1733 | 3225.2091 | 1269.8094 | 13007.1918 | 1576.026 | 644.6108 | 1646.2779 | 3866.9147 | 0 | 0 | 0 | 0 | 9140.277
1 | 16 | 2 | 8559.1479 | 3232.9649 | 1274.2312 | 13066.344 | 1531.6678 | 554.4607 | 1511.0746 | 3597.2031 | 0 | 0 | 0 | 0 | 9469.1409
1 | 16 | 3 | 8782.3085 | 3308.6771 | 1293.4397 | 13384.4253 | 1369.4641 | 538.5612 | 1342.352 | 3250.3773 | 0 | 0 | 0 | 0 | 10134.0479
1 | 16 | 4 | 9190.1686 | 3457.1291 | 1339.0761 | 13986.3737 | 1277.4506 | 387.2062 | 951.364 | 2616.0207 | 0 | 0 | 0 | 0 | 11370.353
1 | 16 | 5 | 9651.77 | 3610.6137 | 1384.6351 | 14647.0188 | 1200.0082 | 263.6448 | 623.0747 | 2086.7276 | 0 | 0 | 0 | 0 | 12560.2911
1 | 16 | 6 | 10078.8967 | 3735.1823 | 1438.9911 | 15253.07 | 1207.9048 | 208.4109 | 426.5208 | 1842.8366 | 0 | 0 | 0 | 0 | 13410.2335
1 | 16 | 7 | 10250.4627 | 3789.8073 | 1464.4096 | 15504.6796 | 1434.1463 | 166.2925 | 241.6684 | 1842.1072 | 0 | 0 | 0 | 0 | 13662.5724
1 | 16 | 8 | 10323.7107 | 3774.6852 | 1473.6907 | 15572.0865 | 1810.5641 | 108.8423 | 135.1518 | 2054.5582 | 0 | 0 | 0 | 0 | 13517.5283
1 | 16 | 9 | 10280.8796 | 3745.2192 | 1451.1866 | 15477.2853 | 2067.6962 | 33.7203 | 72.4826 | 2173.8991 | 736.0937 | 104.3611 | 404.912 | 1245.3668 | 12058.0194
1 | 16 | 10 | 10129.9476 | 3699.3011 | 1443.9729 | 15273.2216 | 1579.7812 | 13.1799 | 32.5911 | 1625.5522 | 1146.5807 | 200.3733 | 1135.8593 | 2482.8132 | 11164.8561
1 | 16 | 11 | 9917.8206 | 3656.7025 | 1440.0377 | 15014.5608 | 1294.1017 | 16.9636 | 23.2749 | 1334.3402 | 1185.5422 | 404.9211 | 1218.1813 | 2808.6446 | 10871.576
1 | 16 | 12 | 9906.2866 | 3629.044 | 1441.2688 | 14976.5994 | 1349.7686 | 43.7417 | 45.6579 | 1439.1682 | 1117.3595 | 251.8581 | 920.763 | 2289.9807 | 11247.4505
1 | 16 | 13 | 10009.3397 | 3679.6405 | 1451.0685 | 15140.0488 | 1568.6657 | 88.9431 | 58.3691 | 1715.9778 | 908.6373 | 219.8541 | 750.4442 | 1878.9357 | 11545.1353
1 | 16 | 14 | 10482.6271 | 3826.3897 | 1495.6586 | 15804.6755 | 1742.493 | 124.882 | 62.3964 | 1929.7714 | 868.2844 | 193.4159 | 1109.046 | 2170.7463 | 11704.1577
1 | 16 | 15 | 11138.9665 | 4063.9862 | 1535.6966 | 16738.6493 | 1821.4837 | 86.7132 | 92.1474 | 2000.3443 | 858.544 | 108.5356 | 1189.106 | 2156.1856 | 12582.1194
1 | 16 | 16 | 11085.836 | 4063.1212 | 1518.9159 | 16667.8731 | 1688.2398 | 52.6676 | 137.8593 | 1878.7667 | 686.0003 | 59.8337 | 857.0719 | 1602.906 | 13186.2004
1 | 16 | 17 | 10821.5819 | 3974.0712 | 1486.9536 | 16282.6067 | 1724.8151 | 68.8847 | 217.0149 | 2010.7147 | 148.8885 | 12.5233 | 115.493 | 276.9048 | 13994.9872
1 | 16 | 18 | 10487.7693 | 3876.3836 | 1453.8053 | 15817.9582 | 2187.965 | 220.5758 | 430.1079 | 2838.6487 | 0 | 0 | 0 | 0 | 12979.3095
1 | 16 | 19 | 10071.6131 | 3743.2061 | 1407.4885 | 15222.3076 | 2303.426 | 431.9442 | 604.8914 | 3340.2616 | 0 | 0 | 0 | 0 | 11882.046
1 | 16 | 20 | 9542.0754 | 3571.1868 | 1353.5829 | 14466.8452 | 2491.2724 | 466.4975 | 631.7713 | 3589.5412 | 0 | 0 | 0 | 0 | 10877.304
1 | 16 | 21 | 8977.8391 | 3382.2132 | 1313.3937 | 13673.446 | 2704.3333 | 479.406 | 590.4438 | 3774.1831 | 0 | 0 | 0 | 0 | 9899.2629
1 | 16 | 22 | 8540.6502 | 3229.6145 | 1281.1352 | 13051.3999 | 2712.9642 | 760.825 | 534.3997 | 4008.189 | 0 | 0 | 0 | 0 | 9043.2109
1 | 16 | 23 | 8237.1624 | 3131.5716 | 1256.4589 | 12625.1929 | 2938.4099 | 822.3775 | 570.8077 | 4331.5951 | 0 | 0 | 0 | 0 | 8293.5979
1 | 16 | 24 | 8075.4805 | 3076.5917 | 1244.8776 | 12396.9497 | 2676.0567 | 868.8267 | 550.0222 | 4094.9057 | 0 | 0 | 0 | 0 | 8302.0441
1 | 17 | 1 | 8003.4598 | 3048.9425 | 1237.5702 | 12289.9725 | 2457.6107 | 1040.0119 | 588.2067 | 4085.8292 | 0 | 0 | 0 | 0 | 8204.1433
1 | 17 | 2 | 8021.129 | 3066.0772 | 1239.7979 | 12327.0041 | 2341.6156 | 1139.7011 | 531.7826 | 4013.0994 | 0 | 0 | 0 | 0 | 8313.9048
1 | 17 | 3 | 8174.8377 | 3132.305 | 1261.1623 | 12568.3051 | 2142.1228 | 1287.0302 | 410.2559 | 3839.4089 | 0 | 0 | 0 | 0 | 8728.8962
1 | 17 | 4 | 8516.4245 | 3246.6175 | 1300.0084 | 13063.0504 | 1853.9041 | 1345.0406 | 392.6619 | 3591.6066 | 0 | 0 | 0 | 0 | 9471.4438
1 | 17 | 5 | 8910.7566 | 3389.0411 | 1349.0249 | 13648.8226 | 1462.1905 | 1153.7557 | 471.0612 | 3087.0074 | 0 | 0 | 0 | 0 | 10561.8152
1 | 17 | 6 | 9343.5433 | 3553.4857 | 1405.3723 | 14302.4013 | 1148.245 | 908.9693 | 503.0652 | 2560.2795 | 0 | 0 | 0 | 0 | 11742.1218
1 | 17 | 7 | 9506.6859 | 3631.9076 | 1441.6738 | 14580.2674 | 1013.1994 | 755.3625 | 491.7722 | 2260.3341 | 0 | 0 | 0 | 0 | 12319.9333
1 | 17 | 8 | 9539.9873 | 3636.1829 | 1454.0054 | 14630.1757 | 997.06 | 607.455 | 481.4552 | 2085.9701 | 0 | 0 | 0 | 0 | 12544.2056
1 | 17 | 9 | 9509.991 | 3598.3184 | 1450.9664 | 14559.2758 | 1079.8281 | 584.241 | 372.6771 | 2036.7462 | 153.063 | 58.4422 | 196.3402 | 407.8454 | 12114.6842
1 | 17 | 10 | 9521.7586 | 3567.5443 | 1461.4729 | 14550.7757 | 839.6742 | 283.0843 | 162.0519 | 1284.8104 | 473.1037 | 281.0793 | 469.2536 | 1223.4365 | 12042.5289
1 | 17 | 11 | 9508.2352 | 3536.9221 | 1462.4853 | 14507.6426 | 636.8866 | 151.3209 | 31.104 | 819.3116 | 420.2274 | 105.7526 | 364.0844 | 890.0643 | 12798.2667
1 | 17 | 12 | 9630.3337 | 3545.1102 | 1463.2013 | 14638.6453 | 381.2829 | 98.1977 | 24.2133 | 503.6939 | 594.1626 | 45.9189 | 474.5486 | 1114.6301 | 13020.3213
1 | 17 | 13 | 9788.8858 | 3617.6063 | 1462.2483 | 14868.7405 | 272.68 | 290.8151 | 57.4105 | 620.9056 | 599.7285 | 146.1055 | 520.713 | 1266.547 | 12981.2879
1 | 17 | 14 | 10277.9612 | 3804.3525 | 1507.1951 | 15589.5087 | 477.2642 | 512.0413 | 82.2431 | 1071.5486 | 562.1585 | 84.8804 | 562.6033 | 1209.6422 | 13308.318
1 | 17 | 15 | 10833.9174 | 4081.2533 | 1537.2521 | 16452.4228 | 575.6808 | 738.2612 | 128.0905 | 1442.0326 | 286.6452 | 64.0081 | 510.2271 | 860.8804 | 14149.5098
1 | 17 | 16 | 10936.784 | 4140.2137 | 1534.7992 | 16611.7968 | 837.6312 | 1122.7018 | 170.233 | 2130.566 | 283.8622 | 73.7485 | 343.5039 | 701.1146 | 13780.1162
1 | 17 | 17 | 10891.4037 | 4072.0461 | 1514.0098 | 16477.4597 | 1311.2683 | 1965.8721 | 222.3454 | 3499.4858 | 66.7911 | 18.0893 | 58.4422 | 143.3226 | 12834.6514
1 | 17 | 18 | 10564.9873 | 3946.4215 | 1470.9817 | 15982.3906 | 2483.4815 | 2744.1988 | 302.9524 | 5530.6327 | 0 | 0 | 0 | 0 | 10451.758
1 | 17 | 19 | 10027.3103 | 3737.0737 | 1404.8484 | 15169.2323 | 3830.8458 | 2919.8339 | 363.048 | 7113.7277 | 0 | 0 | 0 | 0 | 8055.5046
1 | 17 | 20 | 9360.7077 | 3481.6111 | 1348.1552 | 14190.4739 | 6015.9126 | 3097.3645 | 480.9998 | 9594.2768 | 0 | 0 | 0 | 0 | 4596.1971
1 | 17 | 21 | 8791.7896 | 3250.6429 | 1301.9535 | 13344.3861 | 6448.5394 | 3109.1421 | 637.854 | 10195.5355 | 0 | 0 | 0 | 0 | 3148.8506
1 | 17 | 22 | 8396.783 | 3093.1485 | 1278.2165 | 12768.1479 | 6407.4161 | 2834.2069 | 1064.0211 | 10305.6441 | 0 | 0 | 0 | 0 | 2462.5038
1 | 17 | 23 | 8119.5381 | 2997.8401 | 1260.4732 | 12377.8513 | 6720.3059 | 2855.1337 | 1479.5213 | 11054.9609 | 0 | 0 | 0 | 0 | 1322.8904
1 | 17 | 24 | 7998.0933 | 2952.8604 | 1252.7801 | 12203.7337 | 7110.1592 | 2768.7853 | 1545.6973 | 11424.6417 | 0 | 0 | 0 | 0 | 779.092
1 | 18 | 1 | 8003.2962 | 2951.2803 | 1253.6718 | 12208.2484 | 7038.6027 | 2888.1039 | 1832.4205 | 11759.1271 | 0 | 0 | 0 | 0 | 449.1213
1 | 18 | 2 | 8238.1409 | 3024.7371 | 1278.1716 | 12541.0496 | 6994.4118 | 2988.9597 | 1838.8999 | 11822.2714 | 0 | 0 | 0 | 0 | 718.7783
1 | 18 | 3 | 8879.0494 | 3246.2618 | 1339.3168 | 13464.628 | 7185.3533 | 2990.4104 | 2423.3739 | 12599.1376 | 0 | 0 | 0 | 0 | 865.4904
1 | 18 | 4 | 9996.4257 | 3648.5915 | 1436.6949 | 15081.712 | 7000.0851 | 2921.2693 | 2418.8244 | 12340.1788 | 0 | 0 | 0 | 0 | 2741.5333
1 | 18 | 5 | 10780.3846 | 3938.3182 | 1491.9176 | 16210.6204 | 7544.3194 | 2852.4556 | 2680.0522 | 13076.8272 | 0 | 0 | 0 | 0 | 3133.7932
1 | 18 | 6 | 11088.7994 | 4046.7989 | 1527.0996 | 16662.6979 | 7793.0205 | 2881.2796 | 2537.8015 | 13212.1016 | 0 | 0 | 0 | 0 | 3450.5964
1 | 18 | 7 | 11261.5309 | 4064.6064 | 1550.9056 | 16877.0429 | 7643.6988 | 3062.758 | 2409.312 | 13115.7688 | 0 | 0 | 0 | 0 | 3761.2741
1 | 18 | 8 | 11331.1041 | 4054.967 | 1557.8334 | 16943.9045 | 7825.634 | 3057.9069 | 2198.6324 | 13082.1734 | 0 | 0 | 0 | 0 | 3861.7311
1 | 18 | 9 | 11380.7564 | 4049.2142 | 1556.2806 | 16986.2512 | 7489.7674 | 3025.4813 | 2139.1016 | 12654.3503 | 702.6981 | 278.2963 | 404.0578 | 1385.0522 | 2946.8487
1 | 18 | 10 | 11344.0056 | 4020.1177 | 1553.2016 | 16917.3249 | 7244.3976 | 2053.1863 | 2417.6612 | 11715.2452 | 2192.9746 | 736.0936 | 1378.6139 | 4307.6821 | 894.3976
1 | 18 | 11 | 11343.2715 | 4011.6048 | 1548.3105 | 16903.1868 | 6244.6847 | 1645.7152 | 2030.8375 | 9921.2374 | 2160.9706 | 741.6596 | 1345.5516 | 4248.1819 | 2733.7675
1 | 18 | 12 | 11267.0823 | 3989.6083 | 1543.2151 | 16799.9057 | 6394.6345 | 1793.0906 | 2135.984 | 10323.7091 | 1891.0232 | 656.7792 | 1157.7271 | 3705.5295 | 2770.6671
1 | 18 | 13 | 11352.5038 | 4013.5811 | 1557.5302 | 16923.6151 | 7123.0047 | 2256.957 | 2139.6548 | 11519.6165 | 1754.658 | 606.6859 | 1076.1506 | 3437.4944 | 1966.5041
1 | 18 | 14 | 11782.5307 | 4176.9082 | 1604.2876 | 17563.7265 | 7809.7108 | 2705.8513 | 2300.9602 | 12816.5223 | 1921.6358 | 653.9963 | 1114.0748 | 3689.7069 | 1057.4973
1 | 18 | 15 | 12283.8622 | 4399.9046 | 1646.6521 | 18330.4188 | 7960.7432 | 2892.6329 | 2247.8899 | 13101.2661 | 2177.6684 | 741.6596 | 1026.1704 | 3945.4984 | 1283.6543
1 | 18 | 16 | 12256.0917 | 4424.4477 | 1644.6126 | 18325.152 | 7769.3455 | 2711.2073 | 2633.305 | 13113.8578 | 1992.6014 | 727.7448 | 1019.1877 | 3739.5338 | 1471.7604
1 | 18 | 17 | 11952.3058 | 4327.9727 | 1609.6554 | 17889.9339 | 7575.2949 | 2877.7068 | 2727.2336 | 13180.2353 | 659.5622 | 278.2963 | 133.5822 | 1071.4407 | 3638.258
1 | 18 | 18 | 11421.1452 | 4161.7899 | 1560.7331 | 17143.6682 | 8179.2024 | 2910.5005 | 2907.6042 | 13997.3071 | 0 | 0 | 0 | 0 | 3146.3611
1 | 18 | 19 | 10715.8469 | 3913.4652 | 1491.0111 | 16120.3232 | 8267.697 | 2824.2491 | 2706.2676 | 13798.2136 | 0 | 0 | 0 | 0 | 2322.1095
1 | 18 | 20 | 9882.525 | 3615.4998 | 1421.8675 | 14919.8923 | 8212.7392 | 2809.8417 | 2474.6834 | 13497.2644 | 0 | 0 | 0 | 0 | 1422.6279
1 | 18 | 21 | 9166.251 | 3336.8778 | 1374.715 | 13877.8438 | 7693.6365 | 2847.4292 | 2280.8088 | 12821.8745 | 0 | 0 | 0 | 0 | 1055.9694
1 | 18 | 22 | 8664.1854 | 3150.6269 | 1339.702 | 13154.5143 | 7411.4382 | 2704.2638 | 2164.3963 | 12280.0983 | 0 | 0 | 0 | 0 | 874.416
1 | 18 | 23 | 8382.1426 | 3052.1779 | 1310.7654 | 12745.0859 | 7115.0719 | 2518.717 | 2136.5178 | 11770.3066 | 0 | 0 | 0 | 0 | 974.7792
1 | 18 | 24 | 8228.4081 | 2996.2532 | 1302.849 | 12527.5103 | 6949.5224 | 2299.7739 | 2092.1674 | 11341.4637 | 0 | 0 | 0 | 0 | 1186.0466
1 | 19 | 1 | 8218.9213 | 2988.5505 | 1296.3242 | 12503.796 | 6814.4601 | 2011.6499 | 1875.4547 | 10701.5646 | 0 | 0 | 0 | 0 | 1802.2314
1 | 19 | 2 | 8430.5923 | 3044.1723 | 1311.6735 | 12786.438 | 6516.1642 | 1852.6529 | 2019.8828 | 10388.6999 | 0 | 0 | 0 | 0 | 2397.7382
1 | 19 | 3 | 9050.8024 | 3245.1692 | 1362.3134 | 13658.285 | 6094.0641 | 1861.0333 | 1616.9345 | 9572.0319 | 0 | 0 | 0 | 0 | 4086.2531
1 | 19 | 4 | 10109.0058 | 3639.6014 | 1441.2614 | 15189.8686 | 6078.3428 | 1979.1848 | 1561.8885 | 9619.4161 | 0 | 0 | 0 | 0 | 5570.4525
1 | 19 | 5 | 10867.4466 | 3925.3327 | 1507.6978 | 16300.4771 | 5833.4586 | 1661.2624 | 1287.6972 | 8782.4182 | 0 | 0 | 0 | 0 | 7518.059
1 | 19 | 6 | 11238.987 | 4031.8888 | 1555.0117 | 16825.8875 | 5791.992 | 1619.3585 | 999.7642 | 8411.1147 | 0 | 0 | 0 | 0 | 8414.7728
1 | 19 | 7 | 11441.9568 | 4067.3977 | 1573.9704 | 17083.3249 | 6026.1098 | 2041.2686 | 757.1069 | 8824.4853 | 0 | 0 | 0 | 0 | 8258.8397
1 | 19 | 8 | 11552.9093 | 4101.1536 | 1577.7632 | 17231.8261 | 6038.606 | 2527.1371 | 526.4864 | 9092.2296 | 0 | 0 | 0 | 0 | 8139.5966
1 | 19 | 9 | 11601.8227 | 4068.0363 | 1570.1021 | 17239.9611 | 5430.5112 | 2619.0144 | 408.1292 | 8457.6547 | 713.8299 | 237.9433 | 253.7452 | 1205.5184 | 7576.7879
1 | 19 | 10 | 11530.2925 | 4048.0714 | 1564.9379 | 17143.3018 | 4733.8485 | 833.1323 | 397.4911 | 5964.4719 | 1893.8062 | 691.5663 | 880.44 | 3465.8124 | 7713.0175
1 | 19 | 11 | 11462.372 | 4014.2185 | 1553.6857 | 17030.2762 | 4223.3379 | 328.8054 | 410.4497 | 4962.593 | 1768.5729 | 602.5114 | 866.1129 | 3237.1973 | 8830.4859
1 | 19 | 12 | 11318.6989 | 3898.6868 | 1542.324 | 16759.7097 | 3964.2977 | 250.3056 | 392.1576 | 4606.761 | 1572.374 | 564.9414 | 808.5576 | 2945.873 | 9207.0757
1 | 19 | 13 | 11258.5768 | 3843.8626 | 1541.5886 | 16644.0279 | 4065.2537 | 198.746 | 434.7304 | 4698.7301 | 1456.881 | 553.8096 | 751.3402 | 2762.0308 | 9183.267
1 | 19 | 14 | 11520.2708 | 3979.9356 | 1569.0911 | 17069.2975 | 4100.5011 | 226.2659 | 445.4844 | 4772.2515 | 1383.1325 | 571.8989 | 906.1398 | 2861.1712 | 9435.8749
1 | 19 | 15 | 12048.9023 | 4232.7982 | 1597.1539 | 17878.8544 | 4283.6577 | 230.4658 | 485.4973 | 4999.6208 | 1327.4733 | 534.3289 | 708.5494 | 2570.3515 | 10308.8821
1 | 19 | 16 | 12059.7239 | 4266.6543 | 1602.7743 | 17929.1526 | 4158.2228 | 257.7018 | 597.3304 | 5013.2551 | 1193.891 | 595.554 | 650.5909 | 2440.036 | 10475.8615
1 | 19 | 17 | 11740.6077 | 4172.3822 | 1562.5493 | 17475.5392 | 4389.4656 | 408.4391 | 957.0348 | 5754.9395 | 443.8826 | 203.1563 | 72.2112 | 719.25 | 11001.3497
1 | 19 | 18 | 11235.5507 | 4037.096 | 1507.3069 | 16779.9537 | 5355.2159 | 825.6805 | 1822.7135 | 8003.6099 | 0 | 0 | 0 | 0 | 8776.3438
1 | 19 | 19 | 10562.9908 | 3812.8627 | 1437.4451 | 15813.2986 | 6269.3783 | 1801.3644 | 2497.1709 | 10567.9136 | 0 | 0 | 0 | 0 | 5245.385
1 | 19 | 20 | 9764.1376 | 3537.8552 | 1374.2073 | 14676.2002 | 7227.1907 | 2595.665 | 3143.3663 | 12966.222 | 0 | 0 | 0 | 0 | 1709.9782
1 | 19 | 21 | 9060.2774 | 3280.0905 | 1325.182 | 13665.5499 | 8419.7974 | 2917.3585 | 3611.5072 | 14948.663 | 0 | 0 | 0 | 0 | -1283.1131
1 | 19 | 22 | 8585.886 | 3108.3322 | 1294.0333 | 12988.2515 | 9177.5038 | 2939.597 | 3762.5928 | 15879.6936 | 0 | 0 | 0 | 0 | -2891.4421
1 | 19 | 23 | 8313.6871 | 3014.5689 | 1271.9331 | 12600.1891 | 9334.3955 | 2934.9817 | 3764.7911 | 16034.1684 | 0 | 0 | 0 | 0 | -3433.9793
1 | 19 | 24 | 8178.9049 | 2970.5573 | 1265.4582 | 12414.9203 | 9622.7218 | 3137.2313 | 3796.3755 | 16556.3285 | 0 | 0 | 0 | 0 | -4141.4082
1 | 20 | 1 | 8177.5333 | 2971.6448 | 1260.0215 | 12409.1996 | 9837.5202 | 3294.4217 | 3663.776 | 16795.7179 | 0 | 0 | 0 | 0 | -4386.5183
1 | 20 | 2 | 8391.0235 | 3039.8394 | 1276.1603 | 12707.0231 | 9617.1238 | 3269.412 | 3896.7211 | 16783.257 | 0 | 0 | 0 | 0 | -4076.2338
1 | 20 | 3 | 9016.1316 | 3253.4732 | 1333.1899 | 13602.7946 | 9538.1284 | 3022.9795 | 4193.0478 | 16754.1557 | 0 | 0 | 0 | 0 | -3151.3611
1 | 20 | 4 | 10130.1069 | 3652.1271 | 1428.4163 | 15210.6502 | 9245.4035 | 3021.039 | 4226.9131 | 16493.3557 | 0 | 0 | 0 | 0 | -1282.7054
1 | 20 | 5 | 10790.1329 | 3913.9135 | 1474.3067 | 16178.3531 | 9200.451 | 3255.778 | 4257.4201 | 16713.6491 | 0 | 0 | 0 | 0 | -535.296
1 | 20 | 6 | 10927.7307 | 3984.7703 | 1493.763 | 16406.2641 | 9039.7249 | 3372.2102 | 4237.4704 | 16649.4055 | 0 | 0 | 0 | 0 | -243.1415
1 | 20 | 7 | 10952.8161 | 4002.7698 | 1499.8415 | 16455.4273 | 9116.0538 | 3372.254 | 4233.3705 | 16721.6783 | 0 | 0 | 0 | 0 | -266.251
1 | 20 | 8 | 10861.8877 | 3945.7292 | 1501.6928 | 16309.3097 | 9296.8699 | 3372.254 | 4247.4178 | 16916.5417 | 0 | 0 | 0 | 0 | -607.232
1 | 20 | 9 | 10582.2282 | 3843.1574 | 1489.6265 | 15915.0121 | 9051.3719 | 3367.1309 | 4149.1634 | 16567.6662 | 681.8259 | 193.4159 | 270.7555 | 1145.9973 | -1798.6514
1 | 20 | 10 | 10350.2986 | 3812.3617 | 1470.1906 | 15632.8509 | 8443.6562 | 3077.6944 | 3789.7516 | 15311.1022 | 1859.0191 | 434.1422 | 798.9096 | 3092.071 | -2770.3223
1 | 20 | 11 | 10362.4689 | 3826.7976 | 1472.438 | 15661.7044 | 8350.3856 | 3107.1507 | 3994.1324 | 15451.6687 | 1694.8243 | 417.4444 | 1112.6416 | 3224.9104 | -3014.8746
1 | 20 | 12 | 10426.508 | 3836.8276 | 1472.7912 | 15736.1267 | 9105.5439 | 3291.0588 | 4154.6067 | 16551.2094 | 1420.7025 | 413.27 | 1012.4758 | 2846.4483 | -3661.5309
1 | 20 | 13 | 10787.3879 | 3889.5707 | 1498.64 | 16175.5987 | 8918.7661 | 2798.2917 | 4112.9548 | 15830.0126 | 951.7733 | 361.7851 | 922.342 | 2235.9005 | -1890.3144
1 | 20 | 14 | 11424.0899 | 4088.5871 | 1552.38 | 17065.0569 | 8908.5506 | 2369.6866 | 4011.0886 | 15289.3258 | 1205.0229 | 346.4789 | 839.8994 | 2391.4012 | -615.6701
1 | 20 | 15 | 12288.1002 | 4432.9204 | 1617.7107 | 18338.7312 | 9162.0989 | 2518.3367 | 3986.5106 | 15666.9462 | 1083.964 | 534.3289 | 1092.8275 | 2711.1203 | -39.3353
1 | 20 | 16 | 12441.2951 | 4535.6195 | 1630.9504 | 18607.865 | 8927.4323 | 2802.8619 | 4023.2354 | 15753.5296 | 1147.9722 | 232.3774 | 678.205 | 2058.5545 | 795.7809
1 | 20 | 17 | 12250.3541 | 4485.6813 | 1607.6972 | 18343.7326 | 8670.2123 | 2526.5559 | 4040.6991 | 15237.4673 | 340.9129 | 168.3692 | 133.4989 | 642.7811 | 2463.4843
1 | 20 | 18 | 11849.5119 | 4370.3959 | 1556.7695 | 17776.6773 | 8241.7211 | 2356.1408 | 4088.7095 | 14686.5714 | 0 | 0 | 0 | 0 | 3090.1059
1 | 20 | 19 | 11245.4671 | 4160.6626 | 1497.5484 | 16903.6781 | 7810.4924 | 2453.0206 | 3958.4839 | 14221.9969 | 0 | 0 | 0 | 0 | 2681.6812
1 | 20 | 20 | 10468.9909 | 3870.4478 | 1431.3428 | 15770.7815 | 8241.1346 | 2846.1475 | 3725.367 | 14812.6491 | 0 | 0 | 0 | 0 | 958.1325
1 | 20 | 21 | 9770.239 | 3616.4299 | 1381.8644 | 14768.5333 | 8716.2822 | 2798.028 | 3531.8949 | 15046.2051 | 0 | 0 | 0 | 0 | -277.6718
1 | 20 | 22 | 9323.0228 | 3459.0379 | 1354.9424 | 14137.0031 | 8540.4938 | 2251.4576 | 3521.6326 | 14313.584 | 0 | 0 | 0 | 0 | -176.5809
1 | 20 | 23 | 9083.1618 | 3376.8289 | 1336.8936 | 13796.8843 | 8561.666 | 2411.4062 | 3566.2481 | 14539.3204 | 0 | 0 | 0 | 0 | -742.4361
1 | 20 | 24 | 8977.0044 | 3336.2058 | 1326.2562 | 13639.4664 | 8275.6842 | 2718.4161 | 3525.6702 | 14519.7705 | 0 | 0 | 0 | 0 | -880.3042
1 | 21 | 1 | 8994.8871 | 3336.4472 | 1321.9584 | 13653.2927 | 7922.6664 | 2872.0018 | 3225.2076 | 14019.8759 | 0 | 0 | 0 | 0 | -366.5831
1 | 21 | 2 | 9225.0827 | 3409.3178 | 1347.3597 | 13981.7602 | 7837.5443 | 3045.4389 | 3036.1434 | 13919.1266 | 0 | 0 | 0 | 0 | 62.6337
1 | 21 | 3 | 9873.2189 | 3639.7572 | 1408.4387 | 14921.4148 | 8024.8799 | 3086.2839 | 3203.1165 | 14314.2802 | 0 | 0 | 0 | 0 | 607.1345
1 | 21 | 4 | 11037.7497 | 4057.7765 | 1510.4992 | 16606.0253 | 7977.2944 | 3220.1868 | 3240.9873 | 14438.4685 | 0 | 0 | 0 | 0 | 2167.5568
1 | 21 | 5 | 11717.086 | 4292.4936 | 1558.7243 | 17568.3039 | 7953.243 | 3125.7202 | 3113.9223 | 14192.8855 | 0 | 0 | 0 | 0 | 3375.4184
1 | 21 | 6 | 11707.7685 | 4288.7621 | 1576.6686 | 17573.1992 | 7681.8408 | 3081.2012 | 2720.0157 | 13483.0577 | 0 | 0 | 0 | 0 | 4090.1415
1 | 21 | 7 | 11443.2611 | 4217.6518 | 1568.6023 | 17229.5153 | 6513.6386 | 2872.4787 | 2459.6211 | 11845.7385 | 0 | 0 | 0 | 0 | 5383.7768
1 | 21 | 8 | 11164.1637 | 4145.6358 | 1550.2762 | 16860.0757 | 5558.356 | 2122.8427 | 2338.9758 | 10020.1745 | 0 | 0 | 0 | 0 | 6839.9012
1 | 21 | 9 | 10976.4021 | 4071.437 | 1527.536 | 16575.375 | 5014.0688 | 1825.0332 | 2280.2395 | 9119.3416 | 624.7751 | 197.5904 | 311.5949 | 1133.9604 | 6322.073
1 | 21 | 10 | 10834.9367 | 4006.3601 | 1508.5251 | 16349.8219 | 3774.7788 | 1599.9127 | 2131.3526 | 7506.0441 | 1462.4469 | 542.6777 | 769.52 | 2774.6447 | 6069.1332
1 | 21 | 11 | 10834.7504 | 3992.631 | 1505.4517 | 16332.8331 | 1636.996 | 747.5701 | 1695.4033 | 4079.9694 | 1587.6803 | 514.8481 | 1124.4312 | 3226.9595 | 9025.9041
1 | 21 | 12 | 10923.7757 | 3998.6561 | 1509.8259 | 16432.2578 | 953.4459 | 252.4498 | 1505.3422 | 2711.2379 | 1365.0433 | 449.4485 | 807.0738 | 2621.5655 | 11099.4544
1 | 21 | 13 | 11316.1906 | 4074.0734 | 1529.6899 | 16919.954 | 803.7301 | 207.708 | 1654.3534 | 2665.7915 | 993.5177 | 425.7933 | 648.9241 | 2068.2351 | 12185.9274
1 | 21 | 14 | 12008.2063 | 4286.0846 | 1578.2251 | 17872.516 | 757.6116 | 119.3888 | 1595.8767 | 2472.8771 | 1135.4488 | 448.057 | 851.1427 | 2434.6485 | 12964.9904
1 | 21 | 15 | 12826.4535 | 4606.2285 | 1645.3866 | 19078.0686 | 624.0796 | 95.566 | 1565.3057 | 2284.9513 | 1193.891 | 502.3248 | 866.9237 | 2563.1396 | 14229.9777
1 | 21 | 16 | 12968.9352 | 4687.8018 | 1666.0333 | 19322.7704 | 615.0527 | 84.0913 | 1640.8016 | 2339.9457 | 1426.2684 | 505.1078 | 887.8259 | 2819.2021 | 14163.6227
1 | 21 | 17 | 12768.9004 | 4636.7233 | 1646.5608 | 19052.1845 | 758.3933 | 136.4122 | 2071.159 | 2965.9645 | 488.41 | 203.1563 | 180.1008 | 871.6671 | 15214.5529
1 | 21 | 18 | 12331.4566 | 4500.4579 | 1602.4216 | 18434.3361 | 743.9898 | 151.5123 | 2511.9692 | 3407.4713 | 0 | 0 | 0 | 0 | 15026.8648
1 | 21 | 19 | 11708.5217 | 4276.1009 | 1540.7376 | 17525.3602 | 608.7143 | 181.6291 | 2361.024 | 3151.3674 | 0 | 0 | 0 | 0 | 14373.9928
1 | 21 | 20 | 10911.7039 | 3980.5978 | 1470.893 | 16363.1947 | 292.6667 | 246.0705 | 2354.7931 | 2893.5303 | 0 | 0 | 0 | 0 | 13469.6644
1 | 21 | 21 | 10210.3823 | 3709.9905 | 1419.2807 | 15339.6534 | 180.0039 | 194.221 | 2245.8781 | 2620.103 | 0 | 0 | 0 | 0 | 12719.5504
1 | 21 | 22 | 9727.0304 | 3521.2369 | 1386.7279 | 14634.9952 | 184.3096 | 90.5861 | 2189.7779 | 2464.6735 | 0 | 0 | 0 | 0 | 12170.3216
1 | 21 | 23 | 9459.2701 | 3420.8493 | 1362.968 | 14243.0874 | 171.8892 | 21.4567 | 1883.4219 | 2076.7678 | 0 | 0 | 0 | 0 | 12166.3196
1 | 21 | 24 | 9347.5329 | 3372.1321 | 1362.052 | 14081.7169 | 190.9773 | 13.248 | 2002.0209 | 2206.2462 | 0 | 0 | 0 | 0 | 11875.4708
1 | 22 | 1 | 9339.3237 | 3376.5497 | 1355.3173 | 14071.1907 | 129.632 | 47.0148 | 2024.8234 | 2201.4702 | 0 | 0 | 0 | 0 | 11869.7205
1 | 22 | 2 | 9544.9759 | 3462.2298 | 1378.9912 | 14386.1968 | 127.462 | 57.3155 | 1972.9498 | 2157.7273 | 0 | 0 | 0 | 0 | 12228.4696
1 | 22 | 3 | 10172.1224 | 3687.6213 | 1437.1831 | 15296.9269 | 79.209 | 34.1056 | 1624.7647 | 1738.0793 | 0 | 0 | 0 | 0 | 13558.8476
1 | 22 | 4 | 11275.5406 | 4103.4996 | 1532.6738 | 16911.714 | 67.1984 | 43.1579 | 1444.8132 | 1555.1696 | 0 | 0 | 0 | 0 | 15356.5445
1 | 22 | 5 | 11914.7571 | 4342.3025 | 1576.4939 | 17833.5534 | 119.9001 | 45.6082 | 1447.5217 | 1613.03 | 0 | 0 | 0 | 0 | 16220.5234
1 | 22 | 6 | 11880.9881 | 4325.9403 | 1590.7649 | 17797.6933 | 275.415 | 96.0147 | 1504.1153 | 1875.545 | 0 | 0 | 0 | 0 | 15922.1483
1 | 22 | 7 | 11548.7356 | 4217.696 | 1579.1081 | 17345.5397 | 520.9454 | 104.9556 | 1357.6858 | 1983.5868 | 0 | 0 | 0 | 0 | 15361.9529
1 | 22 | 8 | 11244.0423 | 4119.7346 | 1553.2159 | 16916.9928 | 976.4304 | 86.6687 | 1200.4978 | 2263.5968 | 0 | 0 | 0 | 0 | 14653.396
1 | 22 | 9 | 10973.0681 | 4024.6078 | 1524.7649 | 16522.4408 | 1428.3666 | 108.5638 | 1128.7722 | 2665.7026 | 16.6978 | 0 | 123.7123 | 140.4101 | 13716.3281
1 | 22 | 10 | 10762.258 | 3933.1124 | 1503.3997 | 16198.7701 | 1831.707 | 138.905 | 903.2803 | 2873.8923 | 77.923 | 30.6126 | 186.1831 | 294.7187 | 13030.1592
1 | 22 | 11 | 10682.9217 | 3893.7356 | 1489.8928 | 16066.55 | 2144.3714 | 139.2085 | 662.0125 | 2945.5924 | 109.927 | 72.357 | 275.3168 | 457.6008 | 12663.3568
1 | 22 | 12 | 10656.5293 | 3877.3998 | 1494.0986 | 16028.0276 | 2701.7362 | 205.4517 | 507.4361 | 3414.6241 | 318.6493 | 86.2718 | 408.6281 | 813.5492 | 11799.8543
1 | 22 | 13 | 10929.1254 | 3931.7296 | 1492.2772 | 16353.1323 | 3320.208 | 326.901 | 401.0217 | 4048.1307 | 345.0874 | 44.5274 | 494.4624 | 884.0772 | 11420.9244
1 | 22 | 14 | 11493.1477 | 4102.723 | 1533.337 | 17129.2078 | 3704.9792 | 560.4127 | 333.9596 | 4599.3514 | 268.5559 | 51.4848 | 455.4384 | 775.4791 | 11754.3772
1 | 22 | 15 | 12220.5408 | 4386.855 | 1595.1612 | 18202.557 | 4419.6717 | 949.4746 | 338.8501 | 5707.9963 | 175.3267 | 25.0467 | 322.1107 | 522.4841 | 11972.0766
1 | 22 | 16 | 12294.7788 | 4449.2168 | 1612.6479 | 18356.6435 | 5351.686 | 1604.3396 | 389.0753 | 7345.101 | 153.063 | 5.5659 | 165.2067 | 323.8356 | 10687.7069
1 | 22 | 17 | 12046.9416 | 4363.3416 | 1588.9132 | 17999.1964 | 5802.4771 | 1909.0932 | 574.5279 | 8286.0983 | 26.4381 | 2.783 | 20.768 | 49.9891 | 9663.109
1 | 22 | 18 | 11645.0153 | 4240.5411 | 1549.5398 | 17435.0963 | 6103.8479 | 1980.2155 | 744.1777 | 8828.2411 | 0 | 0 | 0 | 0 | 8606.8552
1 | 22 | 19 | 11149.7383 | 4062.9065 | 1502.6067 | 16715.2515 | 5787.4302 | 2007.4099 | 1013.1445 | 8807.9846 | 0 | 0 | 0 | 0 | 7907.2669
1 | 22 | 20 | 10496.0404 | 3830.5766 | 1446.5907 | 15773.2077 | 5866.4316 | 1902.562 | 1305.0552 | 9074.0488 | 0 | 0 | 0 | 0 | 6699.1589
1 | 22 | 21 | 9840.4503 | 3583.121 | 1398.0278 | 14821.5991 | 6019.0015 | 1859.1588 | 1400.8719 | 9279.0321 | 0 | 0 | 0 | 0 | 5542.5669
1 | 22 | 22 | 9327.01 | 3392.2127 | 1361.7489 | 14080.9716 | 6604.1632 | 1862.6976 | 1629.2549 | 10096.1157 | 0 | 0 | 0 | 0 | 3984.8559
1 | 22 | 23 | 9029.6658 | 3296.8695 | 1337.1962 | 13663.7315 | 6759.9147 | 1757.8202 | 1902.6554 | 10420.3903 | 0 | 0 | 0 | 0 | 3243.3412
1 | 22 | 24 | 8860.3242 | 3241.4794 | 1321.2591 | 13423.0627 | 7245.2402 | 1571.4754 | 2068.6231 | 10885.3388 | 0 | 0 | 0 | 0 | 2537.7239
1 | 23 | 1 | 8775.9012 | 3219.3147 | 1316.1033 | 13311.3192 | 6944.2101 | 1300.7142 | 2281.853 | 10526.7772 | 0 | 0 | 0 | 0 | 2784.542
1 | 23 | 2 | 8811.6519 | 3239.6911 | 1318.699 | 13370.042 | 6865.2693 | 888.9006 | 2326.1691 | 10080.339 | 0 | 0 | 0 | 0 | 3289.703
1 | 23 | 3 | 9031.2731 | 3327.6408 | 1339.8508 | 13698.7647 | 6718.8626 | 794.2236 | 2375.503 | 9888.5892 | 0 | 0 | 0 | 0 | 3810.1755
1 | 23 | 4 | 9470.1369 | 3492.1134 | 1380.1726 | 14342.4229 | 6579.277 | 700.8588 | 2588.8478 | 9868.9836 | 0 | 0 | 0 | 0 | 4473.4394
1 | 23 | 5 | 9892.7911 | 3651.0184 | 1428.8252 | 14972.6347 | 6336.5151 | 644.6197 | 2895.5575 | 9876.6923 | 0 | 0 | 0 | 0 | 5095.9424
1 | 23 | 6 | 10167.0956 | 3767.3793 | 1471.4315 | 15405.9064 | 6543.074 | 884.2368 | 3048.8255 | 10476.1363 | 0 | 0 | 0 | 0 | 4929.7701
1 | 23 | 7 | 10132.0776 | 3780.8625 | 1491.5622 | 15404.5022 | 7220.2563 | 1150.4405 | 3287.1851 | 11657.8818 | 0 | 0 | 0 | 0 | 3746.6204
1 | 23 | 8 | 10016.8905 | 3734.2775 | 1499.3499 | 15250.5179 | 7377.1074 | 1744.6924 | 3327.5731 | 12449.373 | 0 | 0 | 0 | 0 | 2801.1449
1 | 23 | 9 | 9842.7691 | 3673.1095 | 1472.4322 | 14988.3108 | 7545.7246 | 1822.2293 | 3284.2193 | 12652.1731 | 61.2252 | 0 | 52.5429 | 113.7681 | 2222.3695
1 | 23 | 10 | 9713.5253 | 3598.0663 | 1471.6785 | 14783.2701 | 7702.1968 | 1773.2035 | 3067.6419 | 12543.0423 | 133.5822 | 5.5659 | 197.565 | 336.7131 | 1903.5146
1 | 23 | 11 | 9626.2286 | 3540.5965 | 1456.7465 | 14623.5716 | 7015.5387 | 1979.2198 | 3211.8009 | 12206.5594 | 123.8418 | 11.1319 | 182.3837 | 317.3574 | 2099.6548
1 | 23 | 12 | 9719.1278 | 3564.5771 | 1438.0758 | 14721.7807 | 7337.4629 | 2761.0236 | 3426.8092 | 13525.2958 | 198.9818 | 38.9615 | 317.7488 | 555.6921 | 640.7928
1 | 23 | 13 | 9941.5223 | 3619.4327 | 1443.6515 | 15004.6064 | 7607.7245 | 3372.254 | 2985.2239 | 13965.2024 | 258.8155 | 33.3956 | 374.1536 | 666.3647 | 373.0394
1 | 23 | 14 | 10382.3584 | 3761.3409 | 1488.6083 | 15632.3076 | 8927.7816 | 3372.254 | 2846.2693 | 15146.3049 | 196.1989 | 33.3956 | 322.2357 | 551.8302 | -65.8274
1 | 23 | 15 | 10990.9856 | 3981.0453 | 1531.9706 | 16504.0015 | 9629.5818 | 3372.254 | 2598.267 | 15600.1028 | 109.927 | 13.9148 | 186.579 | 310.4208 | 593.4778
1 | 23 | 16 | 10932.8919 | 3961.6639 | 1516.6587 | 16411.2145 | 9263.9642 | 3372.254 | 2718.0006 | 15354.2188 | 40.353 | 16.6978 | 78.6894 | 135.7401 | 921.2556
1 | 23 | 17 | 10635.1318 | 3854.3365 | 1483.3074 | 15972.7757 | 7761.1992 | 3372.254 | 2636.0003 | 13769.4535 | 16.6978 | 130.7992 | 15.2438 | 162.7408 | 2040.5814
1 | 23 | 18 | 10253.0808 | 3725.6582 | 1443.8202 | 15422.5591 | 7781.6385 | 3170.1068 | 2540.3944 | 13492.1397 | 0 | 0 | 0 | 0 | 1930.4194
1 | 23 | 19 | 9805.3889 | 3579.5007 | 1393.8647 | 14778.7544 | 8623.2471 | 3372.254 | 2058.3439 | 14053.845 | 0 | 0 | 0 | 0 | 724.9094
1 | 23 | 20 | 9276.1709 | 3391.7047 | 1345.1902 | 14013.0658 | 9462.7092 | 3369.3433 | 1619.0212 | 14451.0737 | 0 | 0 | 0 | 0 | -438.008
1 | 23 | 21 | 8716.0805 | 3191.6729 | 1300.4047 | 13208.1581 | 10149.3922 | 3372.254 | 2419.5061 | 15941.1523 | 0 | 0 | 0 | 0 | -2732.9942
1 | 23 | 22 | 8221.7991 | 3013.8973 | 1264.9006 | 12500.597 | 10373.8544 | 3372.254 | 2927.6757 | 16673.784 | 0 | 0 | 0 | 0 | -4173.187
1 | 23 | 23 | 7899.5089 | 2892.1382 | 1243.2679 | 12034.9151 | 10498.1829 | 3372.254 | 3435.3406 | 17305.7775 | 0 | 0 | 0 | 0 | -5270.8624
1 | 23 | 24 | 7705.5144 | 2823.0189 | 1231.3146 | 11759.8479 | 10690.5662 | 3372.254 | 3927.0639 | 17989.8841 | 0 | 0 | 0 | 0 | -6230.0362
1 | 24 | 1 | 7602.354 | 2788.2574 | 1223.4269 | 11614.0383 | 10244.7749 | 3372.0375 | 3856.1218 | 17472.9342 | 0 | 0 | 0 | 0 | -5858.896
1 | 24 | 2 | 7607.0619 | 2789.8454 | 1225.1235 | 11622.0308 | 10135.1404 | 3130.6465 | 4243.1383 | 17508.9252 | 0 | 0 | 0 | 0 | -5886.8944
1 | 24 | 3 | 7761.9933 | 2832.1994 | 1241.8816 | 11836.0743 | 10555.2452 | 2789.4686 | 4263.3913 | 17608.1051 | 0 | 0 | 0 | 0 | -5772.0308
1 | 24 | 4 | 8072.9581 | 2933.3059 | 1280.4044 | 12286.6684 | 9871.6056 | 2775.989 | 4263.3913 | 16910.9858 | 0 | 0 | 0 | 0 | -4624.3174
1 | 24 | 5 | 8478.3443 | 3080.9426 | 1327.8443 | 12887.1312 | 9333.6508 | 3074.7931 | 4263.3913 | 16671.8352 | 0 | 0 | 0 | 0 | -3784.704
1 | 24 | 6 | 8996.3471 | 3287.003 | 1386.1558 | 13669.506 | 8165.8714 | 2649.932 | 4263.3913 | 15079.1947 | 0 | 0 | 0 | 0 | -1409.6887
1 | 24 | 7 | 9398.6708 | 3460.753 | 1429.9057 | 14289.3296 | 9450.0253 | 3372.254 | 4263.3913 | 17085.6706 | 0 | 0 | 0 | 0 | -2796.3411
1 | 24 | 8 | 9579.6977 | 3578.4854 | 1448.5999 | 14606.783 | 10047.8624 | 2822.4841 | 4246.4374 | 17116.784 | 0 | 0 | 0 | 0 | -2510.001
1 | 24 | 9 | 9696.8014 | 3636.5453 | 1438.6847 | 14772.0314 | 10524.5292 | 3054.0261 | 4227.2867 | 17805.842 | 653.9962 | 72.357 | 310.9209 | 1037.2742 | -4071.0848
1 | 24 | 10 | 9755.4806 | 3641.3916 | 1430.205 | 14827.0772 | 10119.2866 | 3372.254 | 3849.4186 | 17340.9592 | 566.3329 | 164.1948 | 741.8127 | 1472.3404 | -3986.2224
1 | 24 | 11 | 9753.76 | 3567.0077 | 1434.3035 | 14755.0711 | 9984.7799 | 3178.7535 | 3471.8581 | 16635.3915 | 496.7589 | 332.564 | 917.3387 | 1746.6616 | -3626.982
1 | 24 | 12 | 9749.8967 | 3565.5875 | 1431.4986 | 14746.9828 | 10193.1435 | 3220.0765 | 3406.0323 | 16819.2523 | 1596.0291 | 628.9496 | 886.6101 | 3111.5888 | -5183.8583
1 | 24 | 13 | 9908.5035 | 3616.4957 | 1439.4795 | 14964.4787 | 10168.2855 | 3270.3341 | 3323.9 | 16762.5196 | 1679.518 | 610.8603 | 1147.9033 | 3438.2817 | -5236.3226
1 | 24 | 14 | 10405.1747 | 3761.6196 | 1483.8528 | 15650.6471 | 10335.3402 | 3136.4937 | 3432.862 | 16904.6959 | 1807.5343 | 656.7792 | 1161.3643 | 3625.6778 | -4879.7267
1 | 24 | 15 | 11090.2838 | 4011.6195 | 1547.4317 | 16649.335 | 10234.6514 | 3115.783 | 3485.953 | 16836.3874 | 2167.928 | 730.5277 | 1280.9022 | 4179.3578 | -4366.4102
1 | 24 | 16 | 11092.4272 | 4027.8132 | 1546.7679 | 16667.0084 | 10072.3596 | 2938.4645 | 3536.1252 | 16546.9494 | 1961.9887 | 531.5459 | 1240.9034 | 3734.438 | -3614.379
1 | 24 | 17 | 10815.4039 | 3943.7228 | 1511.1457 | 16270.2724 | 9896.0143 | 2698.1015 | 3667.5076 | 16261.6234 | 702.6981 | 315.8663 | 352.9525 | 1371.5169 | -1362.868
1 | 24 | 18 | 10408.7576 | 3809.771 | 1461.4572 | 15679.9858 | 9883.2606 | 3156.2112 | 3895.5606 | 16935.0324 | 0 | 0 | 0 | 0 | -1255.0466
1 | 24 | 19 | 9867.7441 | 3614.0582 | 1394.1831 | 14875.9854 | 10074.669 | 3351.8385 | 4096.1179 | 17522.6254 | 0 | 0 | 0 | 0 | -2646.6401
1 | 24 | 20 | 9215.3762 | 3381.7773 | 1339.4977 | 13936.6511 | 10289.6037 | 3372.0481 | 4160.2904 | 17821.9422 | 0 | 0 | 0 | 0 | -3885.2911
1 | 24 | 21 | 8631.3082 | 3158.5191 | 1299.3575 | 13089.1848 | 10309.1072 | 3372.254 | 4251.7141 | 17933.0753 | 0 | 0 | 0 | 0 | -4843.8906
1 | 24 | 22 | 8235.727 | 3009.004 | 1276.8859 | 12521.6169 | 10272.0699 | 3369.3951 | 4153.3223 | 17794.7873 | 0 | 0 | 0 | 0 | -5273.1704
1 | 24 | 23 | 7984.6425 | 2924.2546 | 1256.2346 | 12165.1317 | 9584.7999 | 2678.3265 | 4218.0737 | 16481.2001 | 0 | 0 | 0 | 0 | -4316.0684
1 | 24 | 24 | 7882.0169 | 2884.8328 | 1253.4143 | 12020.2641 | 8817.4617 | 3300.8438 | 4222.4663 | 16340.7718 | 0 | 0 | 0 | 0 | -4320.5077
1 | 25 | 1 | 7912.2447 | 2888.8404 | 1248.7434 | 12049.8284 | 7936.4406 | 2535.2906 | 4239.3145 | 14711.0457 | 0 | 0 | 0 | 0 | -2661.2173
1 | 25 | 2 | 8148.4884 | 2976.1348 | 1274.0284 | 12398.6516 | 7532.9686 | 2237.6924 | 4179.5163 | 13950.1774 | 0 | 0 | 0 | 0 | -1551.5258
1 | 25 | 3 | 8835.7104 | 3198.0224 | 1335.4338 | 13369.1666 | 7406.4777 | 1932.5846 | 4105.7784 | 13444.8407 | 0 | 0 | 0 | 0 | -75.6741
1 | 25 | 4 | 9999.1241 | 3620.5478 | 1440.6639 | 15060.3358 | 7816.9167 | 1822.88 | 3998.9307 | 13638.7274 | 0 | 0 | 0 | 0 | 1421.6084
1 | 25 | 5 | 10724.0915 | 3895.9793 | 1492.8898 | 16112.9606 | 8300.1459 | 1723.2386 | 3605.0861 | 13628.4706 | 0 | 0 | 0 | 0 | 2484.49
1 | 25 | 6 | 10941.5815 | 3961.4147 | 1522.3167 | 16425.3129 | 8616.0944 | 2027.0154 | 3518.9208 | 14162.0307 | 0 | 0 | 0 | 0 | 2263.2822
1 | 25 | 7 | 10957.1022 | 3971.1 | 1536.8292 | 16465.0313 | 8882.2618 | 2814.979 | 3537.3211 | 15234.5619 | 0 | 0 | 0 | 0 | 1230.4694
1 | 25 | 8 | 10927.07 | 3964.9332 | 1544.6593 | 16436.6625 | 9223.2767 | 3269.7544 | 3714.5127 | 16207.5439 | 0 | 0 | 0 | 0 | 229.1187
1 | 25 | 9 | 10853.6497 | 3852.438 | 1529.1195 | 16235.2072 | 9269.8276 | 2868.2605 | 3640.9926 | 15779.0807 | 709.6555 | 203.1563 | 633.6268 | 1546.4386 | -1090.3121
1 | 25 | 10 | 10803.3894 | 3758.0882 | 1505.464 | 16066.9417 | 8406.137 | 2422.423 | 3486.8928 | 14315.4528 | 2218.0214 | 776.4467 | 1484.6536 | 4479.1216 | -2727.6328
1 | 25 | 11 | 10881.7826 | 3784.1327 | 1484.9628 | 16150.8781 | 8796.2293 | 2587.5768 | 3473.5428 | 14857.3489 | 2265.3317 | 786.187 | 1479.5252 | 4531.0439 | -3237.5147
1 | 25 | 12 | 10926.7859 | 3835.4109 | 1484.7292 | 16246.926 | 9148.2367 | 2746.8891 | 3506.001 | 15401.1268 | 2005.1247 | 687.3918 | 1236.5623 | 3929.0787 | -3083.2795
1 | 25 | 13 | 11140.5184 | 3891.2909 | 1497.1079 | 16528.9172 | 9085.2835 | 3248.8078 | 3582.6564 | 15916.7477 | 1846.4958 | 633.1241 | 1133.9468 | 3613.5667 | -3001.3972
1 | 25 | 14 | 11633.7384 | 4080.4451 | 1547.9831 | 17262.1666 | 8994.0936 | 3350.6796 | 3568.6773 | 15913.4505 | 2007.9076 | 680.4344 | 1262.3962 | 3950.7382 | -2602.022
1 | 25 | 15 | 12329.3364 | 4357.999 | 1628.3011 | 18315.6365 | 8917.6822 | 3360.4018 | 3633.3835 | 15911.4675 | 2222.1957 | 768.0977 | 1425.32 | 4415.6134 | -2011.4444
1 | 25 | 16 | 12387.6503 | 4418.0069 | 1638.3591 | 18444.0163 | 9184.865 | 3184.0338 | 3710.1846 | 16079.0834 | 2282.0295 | 772.2722 | 1328.2959 | 4382.5976 | -2017.6647
1 | 25 | 17 | 12101.2362 | 4330.1743 | 1609.3311 | 18040.7416 | 9334.1673 | 3012.719 | 4080.3882 | 16427.2745 | 964.2966 | 375.7 | 380.7613 | 1720.7579 | -107.2909
1 | 25 | 18 | 11621.8745 | 4185.7362 | 1556.0935 | 17363.7042 | 9271.3673 | 2873.2995 | 4205.9539 | 16350.6208 | 0 | 0 | 0 | 0 | 1013.0835
1 | 25 | 19 | 10957.5476 | 3957.7365 | 1488.0557 | 16403.3397 | 9553.8693 | 2726.8636 | 4212.436 | 16493.1689 | 0 | 0 | 0 | 0 | -89.8291
1 | 25 | 20 | 10164.7886 | 3668.3786 | 1422.1772 | 15255.3444 | 9802.8289 | 2859.9921 | 4212.436 | 16875.257 | 0 | 0 | 0 | 0 | -1619.9126
1 | 25 | 21 | 9483.5978 | 3419.635 | 1373.179 | 14276.4118 | 9711.8918 | 2908.9338 | 4211.8533 | 16832.6789 | 0 | 0 | 0 | 0 | -2556.2671
1 | 25 | 22 | 9041.0745 | 3246.6858 | 1343.5692 | 13631.3295 | 9503.7932 | 3024.4362 | 4216.9424 | 16745.1718 | 0 | 0 | 0 | 0 | -3113.8423
1 | 25 | 23 | 8806.0757 | 3158.005 | 1315.0694 | 13279.1501 | 9426.6344 | 3165.6298 | 4248.674 | 16840.9382 | 0 | 0 | 0 | 0 | -3561.7881
1 | 25 | 24 | 8691.5399 | 3123.9221 | 1307.3379 | 13122.7999 | 9175.2541 | 2710.9719 | 4248.674 | 16134.9 | 0 | 0 | 0 | 0 | -3012.1001
1 | 26 | 1 | 8709.1066 | 3136.9386 | 1307.0405 | 13153.0857 | 9095.492 | 2419.9002 | 4248.4535 | 15763.8457 | 0 | 0 | 0 | 0 | -2610.76
1 | 26 | 2 | 8939.034 | 3209.5121 | 1325.9062 | 13474.4522 | 9021.4566 | 2283.1965 | 4147.8594 | 15452.5125 | 0 | 0 | 0 | 0 | -1978.0603
1 | 26 | 3 | 9597.6704 | 3425.8533 | 1383.2574 | 14406.781 | 8667.245 | 2012.5518 | 3977.4296 | 14657.2263 | 0 | 0 | 0 | 0 | -250.4453
1 | 26 | 4 | 10711.1501 | 3773.8684 | 1479.5894 | 15964.608 | 8197.4775 | 1956.4525 | 4055.7508 | 14209.6808 | 0 | 0 | 0 | 0 | 1754.9272
1 | 26 | 5 | 11426.467 | 4046.9457 | 1530.314 | 17003.7267 | 7663.6883 | 1957.6772 | 4152.0804 | 13773.4458 | 0 | 0 | 0 | 0 | 3230.2809
1 | 26 | 6 | 11769.254 | 4214.9942 | 1555.9541 | 17540.2022 | 7296.5354 | 1909.4588 | 4135.1873 | 13341.1815 | 0 | 0 | 0 | 0 | 4199.0207
1 | 26 | 7 | 11924.3073 | 4255.3555 | 1563.397 | 17743.0598 | 6817.4079 | 1899.4987 | 4009.0656 | 12725.9722 | 0 | 0 | 0 | 0 | 5017.0876
1 | 26 | 8 | 11957.8794 | 4238.7594 | 1568.2 | 17764.8388 | 6510.0203 | 1949.8608 | 4007.8625 | 12467.7436 | 0 | 0 | 0 | 0 | 5297.0952
1 | 26 | 9 | 11891.741 | 4196.5468 | 1556.8106 | 17645.0984 | 6340.7604 | 1963.0092 | 3310.8821 | 11614.6518 | 1086.747 | 320.0407 | 593.9615 | 2000.7491 | 4029.6975
1 | 26 | 10 | 11771.8214 | 4135.2366 | 1555.9499 | 17463.0079 | 4711.4658 | 849.9678 | 2572.338 | 8133.7716 | 2354.3865 | 772.2722 | 1494.5398 | 4621.1984 | 4708.0379
1 | 26 | 11 | 11641.1647 | 4089.3456 | 1551.9747 | 17282.4851 | 3391.8747 | 407.3794 | 2095.7264 | 5894.9805 | 2287.5955 | 768.0977 | 1480.8542 | 4536.5474 | 6850.9572
1 | 26 | 12 | 11529.863 | 4059.9614 | 1546.6241 | 17136.4485 | 2713.1623 | 266.4832 | 1920.4623 | 4900.1077 | 1995.3843 | 679.0429 | 1265.5541 | 3939.9814 | 8296.3594
1 | 26 | 13 | 11595.17 | 4064.8921 | 1552.3633 | 17212.4253 | 2081.7737 | 81.5376 | 1713.1568 | 3876.4681 | 1852.0617 | 624.7751 | 1150.7696 | 3627.6065 | 9708.3507
1 | 26 | 14 | 11972.3556 | 4208.7842 | 1597.8636 | 17779.0034 | 1329.1807 | 0.85737 | 1414.1558 | 2744.1938 | 1992.6013 | 662.3452 | 1242.0032 | 3896.9496 | 11137.8599
1 | 26 | 15 | 12683.0955 | 4512.253 | 1657.3889 | 18852.7374 | 853.2771 | 0 | 1195.8005 | 2049.0776 | 2227.7617 | 731.9192 | 1424.1576 | 4383.8386 | 12419.8212
1 | 26 | 16 | 12779.2201 | 4594.1742 | 1665.2105 | 19038.6047 | 437.6294 | 0 | 1097.8542 | 1535.4836 | 2186.0172 | 729.1362 | 1266.0542 | 4181.2077 | 13321.9134
1 | 26 | 17 | 12516.071 | 4516.3982 | 1633.6509 | 18666.1201 | 395.5641 | 0 | 1314.9835 | 1710.5476 | 919.7692 | 350.6533 | 365.3508 | 1635.7734 | 15319.7992
1 | 26 | 18 | 12067.9616 | 4389.4716 | 1567.7036 | 18025.1368 | 553.3743 | 103.929 | 1442.8015 | 2100.1048 | 0 | 0 | 0 | 0 | 15925.032
1 | 26 | 19 | 11412.2292 | 4163.7856 | 1501.2669 | 17077.2817 | 1259.4043 | 274.7406 | 1233.0135 | 2767.1584 | 0 | 0 | 0 | 0 | 14310.1233
1 | 26 | 20 | 10658.5913 | 3896.1881 | 1448.3514 | 16003.1308 | 2573.1406 | 894.3166 | 784.9031 | 4252.3603 | 0 | 0 | 0 | 0 | 11750.7705
1 | 26 | 21 | 9961.8016 | 3639.2019 | 1401.151 | 15002.1545 | 4576.0423 | 1464.3383 | 373.8177 | 6414.1983 | 0 | 0 | 0 | 0 | 8587.9562
1 | 26 | 22 | 9512.3183 | 3460.0354 | 1366.6349 | 14338.9886 | 7284.5808 | 2269.7057 | 319.0086 | 9873.295 | 0 | 0 | 0 | 0 | 4465.6935
1 | 26 | 23 | 9273.1935 | 3383.3887 | 1342.1235 | 13998.7056 | 8997.9379 | 2740.9886 | 868.3027 | 12607.2292 | 0 | 0 | 0 | 0 | 1391.4765
1 | 26 | 24 | 9156.0161 | 3346.0864 | 1336.2839 | 13838.3863 | 9533.4202 | 3131.2229 | 1344.9783 | 14009.6214 | 0 | 0 | 0 | 0 | -171.2351
1 | 27 | 1 | 9172.9676 | 3351.9997 | 1332.7516 | 13857.7188 | 10171.1602 | 3225.489 | 2293.3813 | 15690.0305 | 0 | 0 | 0 | 0 | -1832.3117
1 | 27 | 2 | 9405.3982 | 3441.4513 | 1353.6127 | 14200.4622 | 10395.5148 | 3314.2188 | 2609.0114 | 16318.745 | 0 | 0 | 0 | 0 | -2118.2828
1 | 27 | 3 | 10096.703 | 3670.0085 | 1411.251 | 15177.9625 | 10712.7493 | 3365.9963 | 2952.1593 | 17030.9049 | 0 | 0 | 0 | 0 | -1852.9425
1 | 27 | 4 | 11242.5957 | 4091.3772 | 1509.2335 | 16843.2064 | 10810.4892 | 3233.2526 | 3362.3184 | 17406.0602 | 0 | 0 | 0 | 0 | -562.8538
1 | 27 | 5 | 11849.8826 | 4331.7841 | 1553.9398 | 17735.6066 | 10838.0774 | 3124.318 | 3664.1782 | 17626.5736 | 0 | 0 | 0 | 0 | 109.033
1 | 27 | 6 | 11865.2352 | 4344.8972 | 1565.9866 | 17776.119 | 10848.2737 | 3085.2064 | 3961.6456 | 17895.1257 | 0 | 0 | 0 | 0 | -119.0067
1 | 27 | 7 | 11623.3215 | 4283.5411 | 1555.9574 | 17462.8199 | 10878.8721 | 3235.3596 | 4158.0523 | 18272.2841 | 0 | 0 | 0 | 0 | -809.4641
1 | 27 | 8 | 11379.1289 | 4204.8258 | 1528.6452 | 17112.5999 | 10868.7494 | 3372.0375 | 4147.5299 | 18388.3169 | 0 | 0 | 0 | 0 | -1275.7169
1 | 27 | 9 | 11126.0425 | 4109.0183 | 1503.0701 | 16738.1309 | 10879.7093 | 3372.254 | 4152.9703 | 18404.9336 | 748.617 | 299.1685 | 277.0461 | 1324.8316 | -2991.6344
1 | 27 | 10 | 10953.9087 | 4025.2986 | 1482.8571 | 16462.0645 | 10883.5133 | 3372.254 | 4213.0844 | 18468.8517 | 1687.8669 | 712.4385 | 617.5958 | 3017.9012 | -5024.6885
1 | 27 | 11 | 10908.0552 | 3966.8498 | 1470.3239 | 16345.2289 | 10791.1026 | 3372.254 | 4228.8611 | 18392.2178 | 2039.9117 | 723.5703 | 1121.5739 | 3885.0559 | -5932.0448
1 | 27 | 12 | 10922.7026 | 3948.9213 | 1471.6003 | 16343.2242 | 10682.0377 | 3344.3573 | 4214.2397 | 18240.6347 | 1796.4025 | 645.6473 | 1041.9886 | 3484.0384 | -5381.449
1 | 27 | 13 | 11174.6198 | 4044.29 | 1489.8139 | 16708.7236 | 10643.2283 | 3283.4815 | 4252.9701 | 18179.68 | 1550.1103 | 512.0652 | 852.4391 | 2914.6146 | -4385.5709
1 | 27 | 14 | 11691.9668 | 4239.1572 | 1543.4904 | 17474.6144 | 10834.7555 | 3337.0039 | 4208.8472 | 18380.6065 | 1559.8506 | 553.8096 | 760.277 | 2873.9372 | -3779.9293
1 | 27 | 15 | 12527.1015 | 4544.5893 | 1609.4619 | 18681.1526 | 10752.1846 | 3284.7025 | 4206.2008 | 18243.088 | 1600.2036 | 512.0652 | 686.7622 | 2799.0309 | -2360.9663
1 | 27 | 16 | 12672.2122 | 4620.8518 | 1621.8101 | 18914.874 | 10782.2817 | 3372.254 | 4262.9217 | 18417.4574 | 1139.6233 | 283.8622 | 837.8294 | 2261.3149 | -1763.8983
1 | 27 | 17 | 12432.2016 | 4546.1878 | 1592.5638 | 18570.9533 | 10832.9385 | 3372.254 | 4241.1221 | 18446.3146 | 449.4485 | 122.4504 | 274.9299 | 846.8288 | -722.1901
1 | 27 | 18 | 11962.1818 | 4390.8731 | 1540.1053 | 17893.1602 | 10832.6936 | 3372.254 | 4245.0931 | 18450.0406 | 0 | 0 | 0 | 0 | -556.8804
1 | 27 | 19 | 11296.059 | 4147.9878 | 1477.963 | 16922.0098 | 10808.4779 | 3372.254 | 4263.3913 | 18444.1232 | 0 | 0 | 0 | 0 | -1522.1134
1 | 27 | 20 | 10450.9758 | 3842.0695 | 1405.6041 | 15698.6494 | 10553.7486 | 3372.254 | 4263.3913 | 18189.3939 | 0 | 0 | 0 | 0 | -2490.7445
1 | 27 | 21 | 9712.5858 | 3554.7119 | 1351.0631 | 14618.3608 | 10298.9885 | 3372.254 | 4263.3913 | 17934.6338 | 0 | 0 | 0 | 0 | -3316.273
1 | 27 | 22 | 9207.2083 | 3363.4175 | 1315.2118 | 13885.8377 | 10273.2974 | 3372.254 | 4263.3913 | 17908.9427 | 0 | 0 | 0 | 0 | -4023.105
1 | 27 | 23 | 8886.7633 | 3254.6693 | 1291.7934 | 13433.2261 | 10463.8521 | 3372.254 | 4263.3913 | 18099.4973 | 0 | 0 | 0 | 0 | -4666.2712
1 | 27 | 24 | 8706.9415 | 3188.5261 | 1281.7787 | 13177.2463 | 10913.6941 | 3372.254 | 4263.3913 | 18549.3394 | 0 | 0 | 0 | 0 | -5372.0931
1 | 28 | 1 | 8666.1751 | 3175.8256 | 1277.6893 | 13119.69 | 10956.2866 | 3372.254 | 4263.3913 | 18591.9319 | 0 | 0 | 0 | 0 | -5472.2419
1 | 28 | 2 | 8855.7119 | 3230.4589 | 1297.8379 | 13384.0087 | 10950.9489 | 3372.254 | 4263.3913 | 18586.5942 | 0 | 0 | 0 | 0 | -5202.5855
1 | 28 | 3 | 9466.8503 | 3446.1562 | 1345.7362 | 14258.7426 | 10822.1139 | 3372.254 | 4236.8382 | 18431.206 | 0 | 0 | 0 | 0 | -4172.4635
1 | 28 | 4 | 10550.8044 | 3832.856 | 1441.6448 | 15825.3052 | 10056.0929 | 3047.2346 | 4171.1865 | 17274.5141 | 0 | 0 | 0 | 0 | -1449.2089
1 | 28 | 5 | 11192.9953 | 4068.8458 | 1492.8829 | 16754.7241 | 9319.0653 | 2583.3595 | 3963.5114 | 15865.9363 | 0 | 0 | 0 | 0 | 888.7878
1 | 28 | 6 | 11399.3761 | 4137.0756 | 1520.6098 | 17057.0615 | 8514.6591 | 2348.2684 | 4186.7886 | 15049.716 | 0 | 0 | 0 | 0 | 2007.3455
1 | 28 | 7 | 11416.7653 | 4127.2401 | 1529.072 | 17073.0774 | 8048.6711 | 2030.9572 | 4239.4117 | 14319.0401 | 0 | 0 | 0 | 0 | 2754.0373
1 | 28 | 8 | 11264.9619 | 4086.4907 | 1528.8082 | 16880.2608 | 8169.7263 | 1325.976 | 4143.7232 | 13639.4255 | 0 | 0 | 0 | 0 | 3240.8353
1 | 28 | 9 | 11057.6894 | 4013.46 | 1520.2055 | 16591.3549 | 7405.0315 | 1440.669 | 3873.0988 | 12718.7993 | 164.1948 | 13.9148 | 255.8822 | 433.9918 | 3438.5638
1 | 28 | 10 | 10786.191 | 3895.7043 | 1510.4676 | 16192.3629 | 6796.3828 | 1367.53 | 3592.0502 | 11755.963 | 345.0874 | 97.4037 | 540.4438 | 982.9348 | 3453.4651
1 | 28 | 11 | 10566.2608 | 3863.562 | 1498.9089 | 15928.7317 | 5553.8023 | 1221.1292 | 3374.3031 | 10149.2347 | 367.3511 | 66.7911 | 356.106 | 790.2482 | 4989.2488
1 | 28 | 12 | 10531.0022 | 3886.7749 | 1486.6553 | 15904.4324 | 4585.0018 | 875.7664 | 3291.0208 | 8751.789 | 441.0996 | 82.0974 | 632.9392 | 1156.1362 | 5996.5073
1 | 28 | 13 | 10766.9247 | 3943.1296 | 1491.8742 | 16201.9285 | 4305.3482 | 520.8728 | 3275.2438 | 8101.4647 | 687.3918 | 108.5356 | 790.4222 | 1586.3495 | 6514.1142
1 | 28 | 14 | 11227.8968 | 4091.0009 | 1525.6332 | 16844.5309 | 4079.6144 | 410.7276 | 3227.6891 | 7718.031 | 674.8685 | 218.4626 | 761.2264 | 1654.5575 | 7471.9424
1 | 28 | 15 | 11887.497 | 4334.4665 | 1578.6538 | 17800.6174 | 4041.9437 | 343.6756 | 3203.4214 | 7589.0407 | 509.2822 | 72.357 | 489.6257 | 1071.265 | 9140.3117
1 | 28 | 16 | 12005.2074 | 4395.4938 | 1587.9635 | 17988.6647 | 3897.4707 | 436.2286 | 3215.7268 | 7549.4261 | 297.777 | 27.8296 | 426.9465 | 752.5532 | 9686.6855
1 | 28 | 17 | 11754.8728 | 4311.4505 | 1564.0082 | 17630.3315 | 4418.9765 | 733.8259 | 3360.306 | 8513.1083 | 89.0548 | 9.7404 | 139.6437 | 238.4389 | 8878.7844
1 | 28 | 18 | 11307.658 | 4164.7225 | 1513.8789 | 16986.2594 | 5492.4723 | 1232.453 | 3425.3698 | 10150.2951 | 0 | 0 | 0 | 0 | 6835.9643
1 | 28 | 19 | 10676.7985 | 3936.6131 | 1452.6756 | 16066.0871 | 6847.2481 | 1723.2477 | 3409.0583 | 11979.5541 | 0 | 0 | 0 | 0 | 4086.533
1 | 28 | 20 | 9888.3932 | 3644.0621 | 1383.6174 | 14916.0728 | 6388.778 | 3286.1682 | 3302.15 | 12977.0962 | 0 | 0 | 0 | 0 | 1938.9766
1 | 28 | 21 | 9174.8662 | 3378.1182 | 1326.6184 | 13879.6028 | 6599.4754 | 2245.9653 | 3141.6419 | 11987.0825 | 0 | 0 | 0 | 0 | 1892.5203
1 | 28 | 22 | 8679.4646 | 3200.0107 | 1288.1048 | 13167.58 | 7437.9154 | 2836.9438 | 3132.6326 | 13407.4918 | 0 | 0 | 0 | 0 | -239.9118
1 | 28 | 23 | 8406.1964 | 3095.8913 | 1262.9032 | 12764.9909 | 7131.944 | 2838.0533 | 3223.6945 | 13193.6918 | 0 | 0 | 0 | 0 | -428.7009
1 | 28 | 24 | 8259.1906 | 3045.936 | 1254.8918 | 12560.0183 | 7986.119 | 2740.8856 | 3063.663 | 13790.6675 | 0 | 0 | 0 | 0 | -1230.6492
1 | 29 | 1 | 8240.742 | 3046.7137 | 1258.3482 | 12545.8039 | 7434.748 | 2993.3257 | 2838.6921 | 13266.7658 | 0 | 0 | 0 | 0 | -720.962
1 | 29 | 2 | 8470.4172 | 3136.3199 | 1278.0473 | 12884.7844 | 6616.0784 | 3011.9206 | 2716.788 | 12344.7869 | 0 | 0 | 0 | 0 | 539.9974
1 | 29 | 3 | 9097.8076 | 3357.5587 | 1329.6532 | 13785.0195 | 5645.5621 | 2844.7817 | 2857.6459 | 11347.9897 | 0 | 0 | 0 | 0 | 2437.0298
1 | 29 | 4 | 10180.6575 | 3712.5719 | 1422.3037 | 15315.5331 | 5086.6849 | 2809.8817 | 2658.0394 | 10554.606 | 0 | 0 | 0 | 0 | 4760.9271
1 | 29 | 5 | 10988.4521 | 4017.0047 | 1472.8842 | 16478.3411 | 4502.3366 | 3139.0674 | 2935.5906 | 10576.9947 | 0 | 0 | 0 | 0 | 5901.3464
1 | 29 | 6 | 11398.0366 | 4220.8988 | 1513.4854 | 17132.4208 | 4539.3895 | 3227.8742 | 2870.452 | 10637.7157 | 0 | 0 | 0 | 0 | 6494.705
1 | 29 | 7 | 11565.7632 | 4219.2701 | 1536.7035 | 17321.7369 | 4651.2002 | 3308.7449 | 3018.2017 | 10978.1467 | 0 | 0 | 0 | 0 | 6343.5902
1 | 29 | 8 | 11521.4142 | 4183.4298 | 1552.3538 | 17257.1978 | 5018.9829 | 3140.4691 | 3156.7112 | 11316.1632 | 0 | 0 | 0 | 0 | 5941.0346
1 | 29 | 9 | 11320.9047 | 4148.452 | 1531.4282 | 17000.7849 | 4821.2574 | 3016.9999 | 3074.566 | 10912.8233 | 171.1522 | 44.5274 | 469.2074 | 684.887 | 5403.0746
1 | 29 | 10 | 11153.8247 | 4125.0976 | 1507.3735 | 16786.2958 | 3946.0974 | 2330.0394 | 2165.7562 | 8441.8931 | 608.0774 | 107.1441 | 969.1269 | 1684.3484 | 6660.0544
1 | 29 | 11 | 11156.2519 | 4112.5419 | 1497.3326 | 16766.1264 | 3476.0846 | 2100.2658 | 1529.5905 | 7105.941 | 879.4163 | 197.5904 | 861.6839 | 1938.6906 | 7721.4949
1 | 29 | 12 | 11176.3041 | 4130.0037 | 1488.6896 | 16794.9975 | 3385.0325 | 2015.6954 | 1288.0866 | 6688.8144 | 722.1789 | 242.1178 | 816.5523 | 1780.8489 | 8325.3341
1 | 29 | 13 | 11362.9937 | 4192.6247 | 1499.7216 | 17055.34 | 3219.6994 | 2164.8007 | 1230.7387 | 6615.2388 | 694.3492 | 491.1929 | 876.6523 | 2062.1944 | 8377.9067
1 | 29 | 14 | 11839.7909 | 4332.2637 | 1542.1505 | 17714.2051 | 3202.6166 | 2257.7524 | 1251.8225 | 6712.1915 | 820.974 | 453.6229 | 1067.7138 | 2342.3108 | 8659.7028
1 | 29 | 15 | 12588.778 | 4588.1895 | 1607.2843 | 18784.2518 | 3474.2727 | 2255.759 | 1383.1985 | 7113.2302 | 794.5359 | 254.6411 | 1447.2503 | 2496.4273 | 9174.5943
1 | 29 | 16 | 12762.4415 | 4688.9817 | 1625.8452 | 19077.2684 | 3895.645 | 2340.3893 | 1651.6344 | 7887.6687 | 818.1911 | 121.0589 | 1273.345 | 2212.595 | 8977.0047
1 | 29 | 17 | 12596.0898 | 4641.1257 | 1607.348 | 18844.5634 | 4361.3994 | 2679.2301 | 2592.3599 | 9632.9895 | 320.0407 | 5.5659 | 401.3627 | 726.9693 | 8484.6046
1 | 29 | 18 | 12263.7752 | 4545.9497 | 1571.0249 | 18380.7497 | 5651.1244 | 3148.514 | 3454.6759 | 12254.3143 | 0 | 0 | 0 | 0 | 6126.4354
1 | 29 | 19 | 11790.7026 | 4376.6764 | 1522.1454 | 17689.5244 | 6198.6624 | 3366.4327 | 3403.0235 | 12968.1186 | 0 | 0 | 0 | 0 | 4721.4058
1 | 29 | 20 | 11147.7713 | 4142.8727 | 1474.0887 | 16764.7327 | 5995.9907 | 3178.2925 | 3317.693 | 12491.9761 | 0 | 0 | 0 | 0 | 4272.7566
1 | 29 | 21 | 10511.3865 | 3897.8553 | 1433.1415 | 15842.3833 | 6399.983 | 3365.1534 | 3332.4182 | 13097.5546 | 0 | 0 | 0 | 0 | 2744.8287
1 | 29 | 22 | 10012.9621 | 3714.4962 | 1397.4074 | 15124.8657 | 6553.6737 | 3268.9524 | 3828.1938 | 13650.8199 | 0 | 0 | 0 | 0 | 1474.0458
1 | 29 | 23 | 9738.2887 | 3618.8289 | 1371.7218 | 14728.8394 | 6778.4383 | 3182.8566 | 3982.8627 | 13944.1576 | 0 | 0 | 0 | 0 | 784.6818
1 | 29 | 24 | 9586.5562 | 3567.0273 | 1358.8533 | 14512.4368 | 6833.5814 | 3260.2043 | 4096.448 | 14190.2337 | 0 | 0 | 0 | 0 | 322.2031
1 | 30 | 1 | 9529.5155 | 3547.6705 | 1351.6571 | 14428.8431 | 6840.375 | 3266.9996 | 4132.4852 | 14239.8598 | 0 | 0 | 0 | 0 | 188.9832
1 | 30 | 2 | 9598.5185 | 3564.2683 | 1361.867 | 14524.6538 | 6958.4588 | 3142.4813 | 4018.7405 | 14119.6805 | 0 | 0 | 0 | 0 | 404.9732
1 | 30 | 3 | 9851.2699 | 3657.7047 | 1385.0404 | 14894.0149 | 6957.6413 | 3196.655 | 3860.6583 | 14014.9546 | 0 | 0 | 0 | 0 | 879.0603
1 | 30 | 4 | 10309.165 | 3816.8188 | 1428.8577 | 15554.8415 | 6866.4231 | 3043.7877 | 3960.9754 | 13871.1861 | 0 | 0 | 0 | 0 | 1683.6553
1 | 30 | 5 | 10776.512 | 3985.764 | 1483.8812 | 16246.1573 | 6498.9232 | 3020.2149 | 3811.4735 | 13330.6115 | 0 | 0 | 0 | 0 | 2915.5457
1 | 30 | 6 | 11143.1983 | 4115.8153 | 1528.2096 | 16787.2232 | 6290.7103 | 3044.3421 | 3562.1961 | 12897.2484 | 0 | 0 | 0 | 0 | 3889.9747
1 | 30 | 7 | 11238.2249 | 4154.2161 | 1546.5134 | 16938.9544 | 6315.203 | 2871.5183 | 3689.262 | 12875.9833 | 0 | 0 | 0 | 0 | 4062.9711
1 | 30 | 8 | 11185.5448 | 4128.387 | 1541.2989 | 16855.2306 | 6085.6195 | 2598.1706 | 3978.3882 | 12662.1783 | 0 | 0 | 0 | 0 | 4193.0523
1 | 30 | 9 | 11020.0745 | 4062.5121 | 1523.94 | 16606.5266 | 5143.942 | 2336.0831 | 4026.2223 | 11506.2474 | 166.9778 | 19.4807 | 285.8652 | 472.3237 | 4627.9555
1 | 30 | 10 | 10831.2347 | 3975.3947 | 1505.4366 | 16312.0659 | 4199.3414 | 2133.7104 | 3921.7479 | 10254.7996 | 301.9515 | 59.8337 | 587.8701 | 949.6553 | 5107.6111
1 | 30 | 11 | 10677.7251 | 3896.1644 | 1486.6846 | 16060.574 | 3747.8083 | 1861.6505 | 3885.9901 | 9495.4489 | 416.0529 | 139.1481 | 425.0342 | 980.2352 | 5584.8899
1 | 30 | 12 | 10645.0518 | 3863.7814 | 1490.2016 | 15999.0348 | 3504.8337 | 1420.2011 | 3804.5372 | 8729.572 | 679.0429 | 235.1604 | 641.0055 | 1555.2088 | 5714.254
1 | 30 | 13 | 10813.271 | 3912.5089 | 1501.9485 | 16227.7283 | 3471.712 | 929.3153 | 3727.4597 | 8128.4871 | 751.3999 | 311.6918 | 550.0175 | 1613.1092 | 6486.132
1 | 30 | 14 | 11270.9835 | 4061.4492 | 1537.1896 | 16869.6224 | 4497.5213 | 878.1067 | 3572.5014 | 8948.1294 | 748.617 | 268.5559 | 688.0776 | 1705.2505 | 6216.2425
1 | 30 | 15 | 11981.5311 | 4338.6318 | 1591.8134 | 17911.9764 | 5570.4618 | 1062.1092 | 3498.8134 | 10131.3844 | 546.8522 | 221.2455 | 472.3445 | 1240.4423 | 6540.1497
1 | 30 | 16 | 12059.1524 | 4400.6491 | 1591.3518 | 18051.1534 | 6405.3468 | 1266.2067 | 3331.9662 | 11003.5196 | 545.4607 | 187.85 | 245.8501 | 979.1608 | 6068.4729
1 | 30 | 17 | 11816.2445 | 4314.3293 | 1559.7897 | 17690.3635 | 7783.683 | 1521.7662 | 3924.7211 | 13230.1704 | 194.8074 | 183.6755 | 121.4086 | 499.8915 | 3960.3015
1 | 30 | 18 | 11495.2785 | 4205.1499 | 1527.3786 | 17227.807 | 9635.0508 | 2402.2338 | 4070.7996 | 16108.0842 | 0 | 0 | 0 | 0 | 1119.7228
1 | 30 | 19 | 11026.3149 | 4046.0016 | 1476.3806 | 16548.697 | 10137.9289 | 3365.3249 | 4161.1916 | 17664.4454 | 0 | 0 | 0 | 0 | -1115.7484
1 | 30 | 20 | 10440.079 | 3845.3373 | 1424.2945 | 15709.7108 | 10651.7334 | 3371.797 | 4180.1461 | 18203.6765 | 0 | 0 | 0 | 0 | -2493.9657
1 | 30 | 21 | 9831.2726 | 3629.988 | 1383.4193 | 14844.6799 | 10595.9043 | 3188.8849 | 3878.9945 | 17663.7837 | 0 | 0 | 0 | 0 | -2819.1038
1 | 30 | 22 | 9337.9903 | 3439.4086 | 1352.5264 | 14129.9253 | 10710.8662 | 3362.7535 | 3694.1636 | 17767.7834 | 0 | 0 | 0 | 0 | -3637.8581
1 | 30 | 23 | 9006.3365 | 3311.0629 | 1319.6595 | 13637.0589 | 10538.9397 | 3330.1055 | 3995.6513 | 17864.6964 | 0 | 0 | 0 | 0 | -4227.6375
1 | 30 | 24 | 8799.4463 | 3235.4161 | 1305.3251 | 13340.1875 | 10299.5268 | 3361.5169 | 4134.6947 | 17795.7384 | 0 | 0 | 0 | 0 | -4455.5508
1 | 31 | 1 | 8688.2776 | 3194.5213 | 1297.8355 | 13180.6344 | 10061.79 | 3355.8917 | 4184.0208 | 17601.7025 | 0 | 0 | 0 | 0 | -4421.0681
1 | 31 | 2 | 8678.2968 | 3184.8168 | 1298.9739 | 13162.0876 | 9612.8622 | 3281.3577 | 4246.6404 | 17140.8603 | 0 | 0 | 0 | 0 | -3978.7727
1 | 31 | 3 | 8800.7395 | 3229.9725 | 1311.4495 | 13342.1615 | 9588.2521 | 2942.4422 | 4255.1247 | 16785.819 | 0 | 0 | 0 | 0 | -3443.6576
1 | 31 | 4 | 9095.9663 | 3327.549 | 1337.3424 | 13760.8578 | 9697.1376 | 2624.8182 | 4260.1197 | 16582.0755 | 0 | 0 | 0 | 0 | -2821.2177
1 | 31 | 5 | 9479.7869 | 3449.4396 | 1376.9048 | 14306.1314 | 9077.3781 | 2446.6329 | 4263.3468 | 15787.3578 | 0 | 0 | 0 | 0 | -1481.2264
1 | 31 | 6 | 10032.913 | 3627.7118 | 1438.9937 | 15099.6185 | 8618.2785 | 2921.9092 | 4258.5898 | 15798.7774 | 0 | 0 | 0 | 0 | -699.159
1 | 31 | 7 | 10410.9255 | 3741.7982 | 1486.065 | 15638.7887 | 8741.3258 | 2839.7228 | 4158.901 | 15739.9497 | 0 | 0 | 0 | 0 | -101.161
1 | 31 | 8 | 10519.8167 | 3797.0186 | 1516.5449 | 15833.3802 | 8928.032 | 2793.6086 | 3678.2625 | 15399.9031 | 0 | 0 | 0 | 0 | 433.4771
1 | 31 | 9 | 10572.9069 | 3826.7893 | 1519.2836 | 15918.9797 | 8588.9683 | 2165.6876 | 3582.536 | 14337.192 | 841.8462 | 289.4281 | 594.1698 | 1725.4442 | -143.6565
1 | 31 | 10 | 10757.2373 | 3887.5778 | 1520.5386 | 16165.3537 | 5518.3486 | 1350.9485 | 3161.03 | 10030.3271 | 2474.0539 | 788.9699 | 1569.3464 | 4832.3703 | 1302.6563
1 | 31 | 11 | 10842.3612 | 3911.7823 | 1508.8216 | 16262.9652 | 3823.4754 | 539.7658 | 2890.4409 | 7253.6821 | 2401.697 | 808.4506 | 1534.6844 | 4744.8321 | 4264.451
1 | 31 | 12 | 10884.1653 | 3936.3013 | 1505.8139 | 16326.2805 | 3023.6745 | 251.4307 | 2896.8282 | 6171.9334 | 2137.3154 | 715.2214 | 1320.6925 | 4173.2293 | 5981.1178
1 | 31 | 13 | 11026.7999 | 3987.2727 | 1514.4294 | 16528.502 | 2446.6253 | 148.9632 | 2799.7048 | 5395.2933 | 1899.3721 | 648.4303 | 1252.8642 | 3800.6666 | 7332.5421
1 | 31 | 14 | 11369.2897 | 4102.4572 | 1547.3698 | 17019.1168 | 1590.0104 | 94.9177 | 2669.69 | 4354.6181 | 1896.5892 | 704.0896 | 1361.8536 | 3962.5323 | 8701.9663
1 | 31 | 15 | 11687.4721 | 4259.5365 | 1576.7439 | 17523.7524 | 1097.4049 | 137.9327 | 2195.4954 | 3430.833 | 2315.4251 | 755.5744 | 1441.4552 | 4512.4547 | 9580.4647
1 | 31 | 16 | 11215.7407 | 4138.4029 | 1537.6546 | 16891.7981 | 1525.1098 | 227.4252 | 1542.8845 | 3295.4195 | 2172.1024 | 756.9659 | 1357.0169 | 4286.0852 | 9310.2934
1 | 31 | 17 | 10626.2316 | 3944.3258 | 1475.6791 | 16046.2366 | 2362.3256 | 600.8605 | 1464.5112 | 4427.6974 | 904.4629 | 314.4748 | 450.9351 | 1669.8728 | 9948.6664
1 | 31 | 18 | 10295.9532 | 3810.8107 | 1440.7376 | 15547.5015 | 5481.4796 | 1746.84 | 1462.8725 | 8691.1921 | 0 | 0 | 0 | 0 | 6856.3094
1 | 31 | 19 | 9876.7009 | 3656.745 | 1399.4429 | 14932.8888 | 8935.6743 | 2576.7921 | 1655.2479 | 13167.7143 | 0 | 0 | 0 | 0 | 1765.1745
1 | 31 | 20 | 9469.7693 | 3486.7893 | 1360.8721 | 14317.4307 | 10141.3086 | 2958.5806 | 1877.8764 | 14977.7656 | 0 | 0 | 0 | 0 | -660.3349
1 | 31 | 21 | 8949.6071 | 3275.8685 | 1317.8885 | 13543.364 | 10702.0722 | 3361.428 | 2351.9506 | 16415.4508 | 0 | 0 | 0 | 0 | -2872.0868
1 | 31 | 22 | 8401.3364 | 3071.1459 | 1277.9619 | 12750.4441 | 10892.8221 | 3371.9719 | 3098.99 | 17363.784 | 0 | 0 | 0 | 0 | -4613.3399
1 | 31 | 23 | 8059.3137 | 2960.5552 | 1253.2047 | 12273.0736 | 10817.4411 | 3369.9487 | 3067 | 17254.3899 | 0 | 0 | 0 | 0 | -4981.3163
1 | 31 | 24 | 7894.8273 | 2910.579 | 1245.6845 | 12051.0908 | 10760.1531 | 3371.2327 | 3623.4566 | 17754.8424 | 0 | 0 | 0 | 0 | -5703.7516
2 | 32 | 1 | 7869.3266 | 2908.9761 | 1240.357 | 12018.6597 | 10709.1161 | 3345.9283 | 3890.5668 | 17945.6111 | 0 | 0 | 0 | 0 | -5926.9514
2 | 32 | 2 | 8072.8819 | 2979.9667 | 1253.5951 | 12306.4437 | 10819.6365 | 3320.3855 | 3878.5095 | 18018.5315 | 0 | 0 | 0 | 0 | -5712.0879
2 | 32 | 3 | 8674.2662 | 3202.0515 | 1302.1078 | 13178.4256 | 10775.9934 | 3305.2991 | 3861.3972 | 17942.6897 | 0 | 0 | 0 | 0 | -4764.2642
2 | 32 | 4 | 9729.7993 | 3599.6338 | 1388.5845 | 14718.0176 | 10693.4894 | 3303.6018 | 4139.6085 | 18136.6997 | 0 | 0 | 0 | 0 | -3418.6821
2 | 32 | 5 | 10369.5895 | 3836.1674 | 1430.821 | 15636.5779 | 10606.9639 | 3306.8944 | 4137.2024 | 18051.0607 | 0 | 0 | 0 | 0 | -2414.4829
2 | 32 | 6 | 10596.3473 | 3932.6825 | 1466.0814 | 15995.1112 | 10515.865 | 3288.0291 | 4026.3365 | 17830.2306 | 0 | 0 | 0 | 0 | -1835.1194
2 | 32 | 7 | 10657.2843 | 3961.1809 | 1482.7753 | 16101.2406 | 10395.7086 | 3216.274 | 3986.673 | 17598.6556 | 0 | 0 | 0 | 0 | -1497.415
2 | 32 | 8 | 10661.6453 | 3911.5123 | 1488.5482 | 16061.7058 | 10414.587 | 3158.9634 | 3975.2911 | 17548.8416 | 0 | 0 | 0 | 0 | -1487.1358
2 | 32 | 9 | 10479.5646 | 3841.4488 | 1481.7023 | 15802.7157 | 10480.5157 | 3122.366 | 3779.3779 | 17382.2596 | 322.8237 | 128.0163 | 73.2276 | 524.0676 | -2103.6116
2 | 32 | 10 | 10312.9565 | 3802.6015 | 1473.7166 | 15589.2746 | 10146.0661 | 3194.4709 | 3140.0566 | 16480.5935 | 680.4344 | 232.3774 | 247.8667 | 1160.6785 | -2051.9974
2 | 32 | 11 | 10255.1626 | 3799.3449 | 1455.9469 | 15510.4544 | 9392.0278 | 2975.3973 | 2265.6696 | 14633.0947 | 862.7184 | 347.8703 | 363.4176 | 1574.0064 | -696.6468
2 | 32 | 12 | 10314.2813 | 3810.3929 | 1450.5628 | 15575.237 | 9300.315 | 2517.6259 | 1798.0758 | 13616.0166 | 1159.104 | 329.7811 | 646.354 | 2135.2391 | -176.0188
2 | 32 | 13 | 10628.2944 | 3893.0522 | 1471.1757 | 15992.5223 | 9254.3089 | 2113.6299 | 1723.7098 | 13091.6486 | 1191.1081 | 370.1341 | 516.7931 | 2078.0352 | 822.8385
2 | 32 | 14 | 11239.4415 | 4097.4095 | 1515.118 | 16851.9691 | 9433.2099 | 2054.5448 | 1963.6938 | 13451.4485 | 1378.9581 | 606.6859 | 531.8865 | 2517.5305 | 882.9901
2 | 32 | 15 | 12142.338 | 4443.0439 | 1593.3654 | 18178.7473 | 9864.5194 | 2291.0668 | 2279.9905 | 14435.5767 | 1372.0007 | 452.2314 | 200.473 | 2024.7051 | 1718.4655
2 | 32 | 16 | 12424.8274 | 4595.7743 | 1616.2844 | 18636.886 | 10205.5045 | 2853.2798 | 2768.6688 | 15827.4531 | 816.7996 | 109.927 | 123.1543 | 1049.8809 | 1759.552
2 | 32 | 17 | 12212.5444 | 4537.9935 | 1584.6545 | 18335.1923 | 10614.2958 | 3259.6602 | 3416.9746 | 17290.9307 | 285.2537 | 40.353 | 37.3825 | 362.9891 | 681.2726
2 | 32 | 18 | 11793.3692 | 4404.0384 | 1532.3611 | 17729.7686 | 10590.1386 | 3364.535 | 3733.6491 | 17688.3228 | 0 | 0 | 0 | 0 | 41.4459
2 | 32 | 19 | 11138.3142 | 4174.6663 | 1467.2613 | 16780.2418 | 10689.6751 | 3332.3954 | 3907.9679 | 17930.0384 | 0 | 0 | 0 | 0 | -1149.7966
2 | 32 | 20 | 10343.3186 | 3874.6154 | 1398.0975 | 15616.0316 | 10707.0926 | 3307.4304 | 3989.0874 | 18003.6104 | 0 | 0 | 0 | 0 | -2387.5788
2 | 32 | 21 | 9684.6625 | 3624.3097 | 1355.6714 | 14664.6435 | 10693.2828 | 3274.7864 | 4117.7661 | 18085.8353 | 0 | 0 | 0 | 0 | -3421.1918
2 | 32 | 22 | 9230.2048 | 3459.578 | 1326.804 | 14016.5868 | 10727.1371 | 2940.428 | 3946.6899 | 17614.255 | 0 | 0 | 0 | 0 | -3597.6682
2 | 32 | 23 | 8993.9606 | 3376.5173 | 1307.2084 | 13677.6863 | 10401.6286 | 2784.9051 | 3761.9256 | 16948.4593 | 0 | 0 | 0 | 0 | -3270.7731
2 | 32 | 24 | 8870.5497 | 3327.1438 | 1293.2827 | 13490.9762 | 9061.2725 | 2314.2165 | 3622.0555 | 14997.5445 | 0 | 0 | 0 | 0 | -1506.5683
2 | 33 | 1 | 8861.6243 | 3310.6156 | 1292.8876 | 13465.1275 | 8920.8402 | 2092.603 | 3399.8708 | 14413.3139 | 0 | 0 | 0 | 0 | -948.1864
2 | 33 | 2 | 9059.2888 | 3370.4058 | 1313.1666 | 13742.8612 | 8497.0568 | 1909.6635 | 3287.1124 | 13693.8327 | 0 | 0 | 0 | 0 | 49.0285
2 | 33 | 3 | 9676.2791 | 3583.6691 | 1372.9486 | 14632.8967 | 9686.089 | 2571.1461 | 2940.717 | 15197.952 | 0 | 0 | 0 | 0 | -565.0553
2 | 33 | 4 | 10794.4562 | 3984.1166 | 1469.4336 | 16248.0065 | 10010.9468 | 3372.254 | 2579.748 | 15962.9488 | 0 | 0 | 0 | 0 | 285.0577
2 | 33 | 5 | 11458.5467 | 4229.577 | 1517.1649 | 17205.2885 | 10038.8803 | 3372.254 | 2964.792 | 16375.9263 | 0 | 0 | 0 | 0 | 829.3622
2 | 33 | 6 | 11674.9306 | 4312.8016 | 1542.6944 | 17530.4266 | 10397.4499 | 3372.254 | 3480.9804 | 17250.6842 | 0 | 0 | 0 | 0 | 279.7424
2 | 33 | 7 | 11734.1069 | 4330.9601 | 1547.6878 | 17612.7548 | 10519.6083 | 3372.254 | 3610.0149 | 17501.8771 | 0 | 0 | 0 | 0 | 110.8776
2 | 33 | 8 | 11671.435 | 4308.3932 | 1535.5745 | 17515.4027 | 10622.9208 | 3372.254 | 3580.7135 | 17575.8882 | 0 | 0 | 0 | 0 | -60.4855
2 | 33 | 9 | 11440.4783 | 4189.5193 | 1510.3902 | 17140.3879 | 10860.3884 | 3372.254 | 3376.1938 | 17608.8361 | 168.3692 | 47.3104 | 59.2711 | 274.9507 | -743.399
2 | 33 | 10 | 11255.0118 | 4101.9047 | 1477.9812 | 16834.8977 | 10642.7527 | 3372.254 | 3215.1887 | 17230.1953 | 715.2214 | 421.6189 | 418.8223 | 1555.6626 | -1950.9603
2 | 33 | 11 | 11151.2576 | 4084.8569 | 1466.3704 | 16702.4848 | 10753.2973 | 3372.254 | 3342.0769 | 17467.6281 | 1731.0028 | 839.0633 | 888.1891 | 3458.2552 | -4223.3985
2 | 33 | 12 | 11075.412 | 4059.7341 | 1461.9322 | 16597.0783 | 10876.4301 | 3372.254 | 3547.8545 | 17796.5386 | 2202.715 | 754.1829 | 934.6289 | 3891.5268 | -5090.9871
2 | 33 | 13 | 11210.2767 | 4054.8739 | 1480.4057 | 16745.5563 | 10946.6313 | 3372.254 | 3742.4207 | 18061.306 | 1928.5932 | 633.1241 | 1051.9835 | 3613.7008 | -4929.4505
2 | 33 | 14 | 11595.5351 | 4163.32 | 1520.7571 | 17279.6121 | 10956.2974 | 3372.254 | 3958.6714 | 18287.2228 | 1852.0617 | 631.7325 | 1368.9568 | 3852.751 | -4860.3617
2 | 33 | 15 | 12323.2435 | 4453.8011 | 1593.8473 | 18370.892 | 10956.2813 | 3372.254 | 4077.8886 | 18406.4239 | 2209.6724 | 645.6473 | 1560.6642 | 4415.9839 | -4451.5158
2 | 33 | 16 | 12519.7351 | 4583.2156 | 1622.5628 | 18725.5135 | 10911.2017 | 3372.254 | 3899.0931 | 18182.5488 | 2176.2769 | 372.917 | 1467.5853 | 4016.7793 | -3473.8146
2 | 33 | 17 | 12271.1932 | 4514.0916 | 1596.3927 | 18381.6775 | 10758.3245 | 3372.254 | 3945.7079 | 18076.2864 | 1007.4325 | 347.8703 | 547.6512 | 1902.9541 | -1597.563
2 | 33 | 18 | 11829.2275 | 4381.8051 | 1550.821 | 17761.8536 | 10743.7109 | 3372.254 | 4173.0581 | 18289.023 | 0 | 0 | 0 | 0 | -527.1695
2 | 33 | 19 | 11193.1278 | 4161.429 | 1495.8143 | 16850.371 | 10554.0188 | 3372.254 | 4235.2041 | 18161.4769 | 0 | 0 | 0 | 0 | -1311.1059
2 | 33 | 20 | 10416.0403 | 3877.6137 | 1423.9331 | 15717.5871 | 10608.2376 | 3372.254 | 4243.8699 | 18224.3615 | 0 | 0 | 0 | 0 | -2506.7744
2 | 33 | 21 | 9720.5771 | 3611.657 | 1367.7156 | 14699.9497 | 10812.3615 | 3141.3447 | 4255.0049 | 18208.7111 | 0 | 0 | 0 | 0 | -3508.7614
2 | 33 | 22 | 9256.3286 | 3444.3157 | 1336.5262 | 14037.1704 | 10520.1095 | 3372.254 | 4263.3913 | 18155.7548 | 0 | 0 | 0 | 0 | -4118.5844
2 | 33 | 23 | 9015.9127 | 3357.1101 | 1325.019 | 13698.0419 | 10367.6419 | 3243.2164 | 4263.3913 | 17874.2496 | 0 | 0 | 0 | 0 | -4176.2078
2 | 33 | 24 | 8907.2837 | 3314.5776 | 1315.9042 | 13537.7656 | 10420.8309 | 2923.5513 | 4259.3372 | 17603.7194 | 0 | 0 | 0 | 0 | -4065.9539
2 | 34 | 1 | 8919.0389 | 3315.7679 | 1315.0574 | 13549.8641 | 10069.671 | 2780.5866 | 4026.4529 | 16876.7104 | 0 | 0 | 0 | 0 | -3326.8463
2 | 34 | 2 | 9146.1065 | 3376.4361 | 1335.4343 | 13857.9769 | 8843.4697 | 2676.3531 | 3577.0045 | 15096.8272 | 0 | 0 | 0 | 0 | -1238.8503
2 | 34 | 3 | 9762.1182 | 3570.8395 | 1395.146 | 14728.1037 | 7457.3847 | 2564.5782 | 3442.621 | 13464.5839 | 0 | 0 | 0 | 0 | 1263.5198
2 | 34 | 4 | 10749.1295 | 3878.3264 | 1482.8319 | 16110.2878 | 7243.1647 | 2238.0569 | 3407.2078 | 12888.4293 | 0 | 0 | 0 | 0 | 3221.8585
2 | 34 | 5 | 11390.4526 | 4119.3277 | 1527.2754 | 17037.0557 | 7032.6955 | 1749.9912 | 3242.6423 | 12025.3289 | 0 | 0 | 0 | 0 | 5011.7268
2 | 34 | 6 | 11652.0297 | 4283.1215 | 1558.5959 | 17493.7471 | 6388.724 | 1591.7372 | 2927.2622 | 10907.7234 | 0 | 0 | 0 | 0 | 6586.0237
2 | 34 | 7 | 11798.6368 | 4391.0432 | 1574.5006 | 17764.1807 | 7169.6972 | 1643.5949 | 2828.4501 | 11641.7423 | 0 | 0 | 0 | 0 | 6122.4384
2 | 34 | 8 | 11986.9185 | 4493.6329 | 1578.1732 | 18058.7247 | 7829.2402 | 2249.6671 | 2878.7484 | 12957.6557 | 0 | 0 | 0 | 0 | 5101.069
2 | 34 | 9 | 12120.3776 | 4548.4222 | 1571.5231 | 18240.323 | 7420.1769 | 2452.6405 | 2540.3731 | 12413.1905 | 1015.7814 | 333.9555 | 605.1558 | 1954.8928 | 3872.2397
2 | 34 | 10 | 12149.9853 | 4545.2172 | 1567.0139 | 18262.2164 | 6134.2282 | 1733.483 | 2017.328 | 9885.0392 | 2410.0458 | 800.1018 | 1538.1296 | 4748.2771 | 3628.9001
2 | 34 | 11 | 12097.7504 | 4504.5047 | 1577.9419 | 18180.197 | 6163.626 | 1427.1245 | 1939.7157 | 9530.4662 | 2398.9139 | 823.757 | 1548.2659 | 4770.9368 | 3878.794
2 | 34 | 12 | 11963.7476 | 4459.2958 | 1556.6569 | 17979.7004 | 6316.6499 | 1480.0532 | 2389.1895 | 10185.8925 | 2126.1836 | 738.8766 | 1367.5029 | 4232.5632 | 3561.2446
2 | 34 | 13 | 11968.5421 | 4440.8774 | 1555.7602 | 17965.1798 | 6779.5148 | 1473.741 | 2521.9973 | 10775.253 | 2007.9077 | 659.5622 | 1208.6076 | 3876.0775 | 3313.8492
2 | 34 | 14 | 12263.8759 | 4510.458 | 1596.7433 | 18371.0773 | 7285.1152 | 1527.2691 | 2282.5971 | 11094.9814 | 2044.0862 | 734.7022 | 1291.3464 | 4070.1348 | 3205.9611
2 | 34 | 15 | 12774.1744 | 4664.1865 | 1646.7184 | 19085.0792 | 7557.3297 | 1426.6377 | 1791.8983 | 10775.8657 | 2357.1695 | 804.2763 | 1295.8081 | 4457.2538 | 3851.9597
2 | 34 | 16 | 12708.2024 | 4642.0993 | 1638.4616 | 18988.7633 | 7802.2 | 1230.1499 | 1726.5663 | 10758.9163 | 1923.0273 | 798.7103 | 1304.4278 | 4026.1654 | 4203.6816
2 | 34 | 17 | 12274.3126 | 4499.7851 | 1594.8969 | 18368.9946 | 7733.9925 | 1599.1678 | 2051.6331 | 11384.7934 | 908.6373 | 413.27 | 509.8104 | 1831.7177 | 5152.4835
2 | 34 | 18 | 11667.0017 | 4270.9425 | 1536.8913 | 17474.8355 | 9559.1696 | 2351.4458 | 2681.4654 | 14592.0808 | 0 | 0 | 0 | 0 | 2882.7547
2 | 34 | 19 | 10916.5426 | 3998.1084 | 1473.6079 | 16388.2589 | 10199.3377 | 3182.0221 | 3389.5393 | 16770.8991 | 0 | 0 | 0 | 0 | -382.6402
2 | 34 | 20 | 10094.0979 | 3720.5787 | 1404.7843 | 15219.4609 | 10748.8214 | 3372.2223 | 4042.303 | 18163.3466 | 0 | 0 | 0 | 0 | -2943.8857
2 | 34 | 21 | 9418.2796 | 3486.6537 | 1361.0998 | 14266.0331 | 10802.4448 | 3363.7397 | 4143.1754 | 18309.3598 | 0 | 0 | 0 | 0 | -4043.3268
2 | 34 | 22 | 8995.7692 | 3333.8157 | 1327.3151 | 13656.9 | 10748.8629 | 3361.0098 | 4183.9704 | 18293.8431 | 0 | 0 | 0 | 0 | -4636.9431
2 | 34 | 23 | 8760.7764 | 3249.1535 | 1303.2264 | 13313.1563 | 10844.2525 | 3371.9767 | 4229.384 | 18445.6133 | 0 | 0 | 0 | 0 | -5132.457
2 | 34 | 24 | 8662.89 | 3210.068 | 1296.9634 | 13169.9214 | 10880.9004 | 3334.8528 | 4244.0093 | 18459.7624 | 0 | 0 | 0 | 0 | -5289.8411
2 | 35 | 1 | 8680.568 | 3224.1356 | 1301.2449 | 13205.9486 | 10920.4712 | 3348.7928 | 4167.124 | 18436.388 | 0 | 0 | 0 | 0 | -5230.4394
2 | 35 | 2 | 8919.8715 | 3306.2415 | 1323.1954 | 13549.3085 | 10941.2835 | 3372.254 | 4209.762 | 18523.2995 | 0 | 0 | 0 | 0 | -4973.991
2 | 35 | 3 | 9581.7179 | 3530.6764 | 1383.8071 | 14496.2014 | 10900.0275 | 3372.254 | 4179.6323 | 18451.9138 | 0 | 0 | 0 | 0 | -3955.7124
2 | 35 | 4 | 10696.1205 | 3904.7972 | 1463.1292 | 16064.0469 | 10816.7516 | 3372.254 | 4126.4159 | 18315.4215 | 0 | 0 | 0 | 0 | -2251.3746
2 | 35 | 5 | 11361.5523 | 4174.533 | 1499.4862 | 17035.5715 | 10914.6038 | 3372.254 | 4035.6556 | 18322.5134 | 0 | 0 | 0 | 0 | -1286.9419
2 | 35 | 6 | 11613.7204 | 4249.9734 | 1528.3457 | 17392.0395 | 10941.2848 | 3371.7579 | 3946.8796 | 18259.9224 | 0 | 0 | 0 | 0 | -867.8829
2 | 35 | 7 | 11501.5051 | 4165.8068 | 1528.9438 | 17196.2557 | 10939.6939 | 3372.254 | 4156.173 | 18468.1209 | 0 | 0 | 0 | 0 | -1271.8653
2 | 35 | 8 | 11303.2772 | 4094.0877 | 1514.421 | 16911.7859 | 10924.6076 | 3372.254 | 4257.7399 | 18554.6015 | 0 | 0 | 0 | 0 | -1642.8156
2 | 35 | 9 | 11153.7367 | 4017.1484 | 1495.292 | 16666.177 | 10784.7469 | 3350.9094 | 4261.5868 | 18397.2431 | 339.5215 | 130.7992 | 470.9068 | 941.2275 | -2672.2936
2 | 35 | 10 | 11004.9515 | 3955.8026 | 1487.1693 | 16447.9233 | 10773.2156 | 2962.4936 | 4256.6292 | 17992.3384 | 802.8848 | 211.5052 | 684.7946 | 1699.1845 | -3243.5996
2 | 35 | 11 | 10923.4461 | 3922.4498 | 1487.6042 | 16333.5 | 10876.2607 | 2948.9385 | 4243.3746 | 18068.5739 | 1007.4325 | 397.9637 | 649.5165 | 2054.9128 | -3789.9866
2 | 35 | 12 | 10851.2641 | 3908.5154 | 1486.3899 | 16246.1694 | 10674.8605 | 2807.6421 | 4237.2291 | 17719.7317 | 889.1566 | 495.3674 | 599.3399 | 1983.8639 | -3457.4261
2 | 35 | 13 | 10987.6885 | 3966.5281 | 1500.9578 | 16455.1744 | 10619.5951 | 2323.5934 | 4253.3403 | 17196.5288 | 911.4203 | 331.1726 | 750.1779 | 1992.7708 | -2734.1252
2 | 35 | 14 | 11426.9211 | 4142.5756 | 1541.5501 | 17111.0468 | 10563.8005 | 2080.4209 | 4253.7952 | 16898.0166 | 1280.1629 | 396.5722 | 804.6957 | 2481.4308 | -2268.4006
2 | 35 | 15 | 12228.5404 | 4443.8599 | 1607.5443 | 18279.9447 | 10555.0988 | 2257.737 | 4261.4607 | 17074.2966 | 1085.3555 | 242.1178 | 752.9817 | 2080.4549 | -874.8068
2 | 35 | 16 | 12505.0519 | 4579.5229 | 1622.6421 | 18707.2168 | 10833.8628 | 3022.0099 | 4263.3913 | 18119.2639 | 708.264 | 268.5559 | 464.204 | 1441.0239 | -853.071
2 | 35 | 17 | 12335.6277 | 4526.0577 | 1602.4584 | 18464.1438 | 10759.7986 | 3372.254 | 4263.3913 | 18395.4439 | 251.8581 | 112.71 | 178.501 | 543.0691 | -474.3692
2 | 35 | 18 | 11930.3824 | 4395.4673 | 1557.5873 | 17883.437 | 10728.3549 | 3372.254 | 4263.2378 | 18363.8467 | 0 | 0 | 0 | 0 | -480.4097
2 | 35 | 19 | 11318.2209 | 4166.8516 | 1506.0892 | 16991.1616 | 10819.8453 | 3372.254 | 4263.3913 | 18455.4906 | 0 | 0 | 0 | 0 | -1464.329
2 | 35 | 20 | 10537.7452 | 3892.6656 | 1437.6588 | 15868.0696 | 10679.8228 | 3372.254 | 4263.3645 | 18315.4412 | 0 | 0 | 0 | 0 | -2447.3716
2 | 35 | 21 | 9864.3163 | 3645.2848 | 1392.3758 | 14901.977 | 10706.2268 | 3372.254 | 4263.3614 | 18341.8422 | 0 | 0 | 0 | 0 | -3439.8652
2 | 35 | 22 | 9408.7976 | 3477.3713 | 1367.1164 | 14253.2853 | 10498.3156 | 3371.6801 | 4263.3913 | 18133.387 | 0 | 0 | 0 | 0 | -3880.1017
2 | 35 | 23 | 9166.8282 | 3402.8473 | 1353.5036 | 13923.1791 | 9897.0944 | 3365.0124 | 4263.3913 | 17525.4981 | 0 | 0 | 0 | 0 | -3602.319
2 | 35 | 24 | 9051.4651 | 3369.9071 | 1342.9042 | 13764.2764 | 9019.4735 | 3173.1289 | 4263.3913 | 16455.9937 | 0 | 0 | 0 | 0 | -2691.7173
2 | 36 | 1 | 9063.3568 | 3377.1897 | 1345.6551 | 13786.2016 | 6091.8274 | 2601.0924 | 4222.5808 | 12915.5005 | 0 | 0 | 0 | 0 | 870.7011
2 | 36 | 2 | 9292.7455 | 3452.7242 | 1367.2471 | 14112.7168 | 4889.6475 | 3241.5024 | 4229.8505 | 12361.0004 | 0 | 0 | 0 | 0 | 1751.7164
2 | 36 | 3 | 9921.2039 | 3680.5495 | 1421.6163 | 15023.3698 | 5399.1401 | 2968.4856 | 3304.6243 | 11672.25 | 0 | 0 | 0 | 0 | 3351.1198
2 | 36 | 4 | 11022.5509 | 4082.7236 | 1520.8524 | 16626.1269 | 7773.7252 | 2896.8526 | 2695.3829 | 13365.9607 | 0 | 0 | 0 | 0 | 3260.1662
2 | 36 | 5 | 11622.3444 | 4311.7111 | 1555.6805 | 17489.736 | 9176.1541 | 3372.254 | 1883.8231 | 14432.2312 | 0 | 0 | 0 | 0 | 3057.5048
2 | 36 | 6 | 11687.3614 | 4307.9692 | 1573.9521 | 17569.2827 | 9233.4513 | 3087.9833 | 1660.5542 | 13981.9889 | 0 | 0 | 0 | 0 | 3587.2938
2 | 36 | 7 | 11581.122 | 4228.2772 | 1577.9129 | 17387.3122 | 9706.429 | 3349.9392 | 2310.4778 | 15366.8461 | 0 | 0 | 0 | 0 | 2020.4661
2 | 36 | 8 | 11354.8071 | 4225.267 | 1562.8217 | 17142.8958 | 10889.276 | 3372.254 | 3263.6598 | 17525.1898 | 0 | 0 | 0 | 0 | -382.294
2 | 36 | 9 | 11218.3249 | 4080.1125 | 1537.2229 | 16835.6603 | 10752.9665 | 3372.254 | 3891.6757 | 18016.8962 | 1001.8666 | 196.1989 | 463.5998 | 1661.6652 | -2842.9012
2 | 36 | 10 | 11166.8697 | 4023.7264 | 1521.174 | 16711.7702 | 10417.7101 | 3372.254 | 4206.2215 | 17996.1856 | 1529.238 | 208.7222 | 901.1917 | 2639.1519 | -3923.5674
2 | 36 | 11 | 11140.5868 | 4063.8066 | 1502.7746 | 16707.1679 | 10569.5275 | 3372.254 | 4259.6699 | 18201.4513 | 1434.6173 | 718.0044 | 977.1606 | 3129.7823 | -4624.0657
2 | 36 | 12 | 11150.9651 | 4093.7217 | 1487.2938 | 16731.9806 | 10680.44 | 3372.254 | 4263.3913 | 18316.0853 | 2055.218 | 743.051 | 822.3356 | 3620.6046 | -5204.7094
2 | 36 | 13 | 11288.8357 | 4127.94 | 1494.4366 | 16911.2123 | 10669.3908 | 3372.254 | 4241.5485 | 18283.1933 | 2045.4776 | 706.8726 | 761.8977 | 3514.2479 | -4886.2289
2 | 36 | 14 | 11565.3179 | 4235.9579 | 1521.6475 | 17322.9233 | 10539.3329 | 3372.254 | 4248.2574 | 18159.8443 | 2226.3703 | 750.0084 | 1289.9803 | 4266.359 | -5103.28
2 | 36 | 15 | 12135.3806 | 4440.5793 | 1576.6512 | 18152.6111 | 10072.1586 | 3372.254 | 4233.5401 | 17677.9527 | 2482.4029 | 826.5399 | 1454.5039 | 4763.4467 | -4288.7883
2 | 36 | 16 | 12232.4243 | 4488.263 | 1598.529 | 18319.2164 | 9563.2894 | 3371.2837 | 4149.3111 | 17083.8842 | 2499.1005 | 841.8463 | 1489.3281 | 4830.2749 | -3594.9428
2 | 36 | 17 | 11949.5817 | 4397.9291 | 1571.1023 | 17918.6131 | 9031.8329 | 2912.3922 | 4001.7077 | 15945.9328 | 1031.0877 | 418.8359 | 664.9895 | 2114.9131 | -142.2328
2 | 36 | 18 | 11528.4523 | 4251.8308 | 1532.1034 | 17312.3866 | 9017.7276 | 2541.1379 | 3852.3459 | 15411.2115 | 0 | 0 | 0 | 0 | 1901.1751
2 | 36 | 19 | 11002.092 | 4063.394 | 1478.8852 | 16544.3712 | 8799.2236 | 2412.4801 | 3657.502 | 14869.2057 | 0 | 0 | 0 | 0 | 1675.1655
2 | 36 | 20 | 10323.6132 | 3815.6007 | 1417.416 | 15556.6298 | 7864.8523 | 2130.0076 | 3552.784 | 13547.644 | 0 | 0 | 0 | 0 | 2008.9858
2 | 36 | 21 | 9623.8958 | 3565.1773 | 1367.3496 | 14556.4227 | 6852.7255 | 2109.248 | 3498.0119 | 12459.9854 | 0 | 0 | 0 | 0 | 2096.4373
2 | 36 | 22 | 9083.053 | 3361.7829 | 1330.5814 | 13775.4172 | 6237.8057 | 1762.5049 | 3438.8622 | 11439.1728 | 0 | 0 | 0 | 0 | 2336.2445
2 | 36 | 23 | 8758.3204 | 3247.8633 | 1307.6677 | 13313.8515 | 4999.0349 | 1339.4222 | 3407.0145 | 9745.4716 | 0 | 0 | 0 | 0 | 3568.3798
2 | 36 | 24 | 8558.2186 | 3172.4574 | 1295.1196 | 13025.7956 | 3458.9838 | 977.9336 | 3418.2504 | 7855.1679 | 0 | 0 | 0 | 0 | 5170.6277
2 | 37 | 1 | 8458.7949 | 3133.1069 | 1283.1441 | 12875.0459 | 2739.7801 | 558.5049 | 3317.5869 | 6615.8719 | 0 | 0 | 0 | 0 | 6259.174
2 | 37 | 2 | 8486.9877 | 3134.6825 | 1289.394 | 12911.0641 | 2741.8674 | 233.4441 | 2797.5965 | 5772.908 | 0 | 0 | 0 | 0 | 7138.1561
2 | 37 | 3 | 8678.6143 | 3200.9579 | 1300.155 | 13179.7272 | 2834.5733 | 73.6915 | 2040.5651 | 4948.8299 | 0 | 0 | 0 | 0 | 8230.8973
2 | 37 | 4 | 9075.9325 | 3346.8729 | 1345.9683 | 13768.7737 | 2962.0483 | 2.5007 | 1705.9268 | 4670.4758 | 0 | 0 | 0 | 0 | 9098.2978
2 | 37 | 5 | 9513.8549 | 3496.2008 | 1393.8608 | 14403.9165 | 2902.104 | 7.48 | 1586.0526 | 4495.6366 | 0 | 0 | 0 | 0 | 9908.2799
2 | 37 | 6 | 10020.5636 | 3650.6386 | 1440.497 | 15111.6992 | 2828.5123 | 34.7443 | 1519.4736 | 4382.7302 | 0 | 0 | 0 | 0 | 10728.969
2 | 37 | 7 | 10289.6788 | 3755.0194 | 1473.2962 | 15517.9945 | 2929.0753 | 75.6804 | 1538.8961 | 4543.6518 | 0 | 0 | 0 | 0 | 10974.3426
2 | 37 | 8 | 10318.9741 | 3772.8108 | 1491.813 | 15583.5979 | 3398.9077 | 211.7237 | 1609.0393 | 5219.6707 | 0 | 0 | 0 | 0 | 10363.9272
2 | 37 | 9 | 10231.237 | 3750.4662 | 1492.7378 | 15474.441 | 3987.4252 | 285.5997 | 1765.1516 | 6038.1765 | 214.2881 | 30.6126 | 410.4109 | 655.3117 | 8780.9529
2 | 37 | 10 | 10162.3351 | 3753.2639 | 1487.6129 | 15403.2118 | 4208.7203 | 251.6105 | 1620.9512 | 6081.282 | 535.7204 | 77.923 | 882.4638 | 1496.1071 | 7825.8227
2 | 37 | 11 | 10098.5595 | 3731.8326 | 1470.5081 | 15300.9002 | 4584.1948 | 324.2924 | 1627.1869 | 6535.6741 | 801.4933 | 93.2293 | 1034.3273 | 1929.0498 | 6836.1763
2 | 37 | 12 | 10054.2446 | 3720.5669 | 1467.2452 | 15242.0567 | 5452.1095 | 441.7211 | 1553.4921 | 7447.3227 | 782.0125 | 228.203 | 951.9337 | 1962.1491 | 5832.5849
2 | 37 | 13 | 10094.9725 | 3731.9643 | 1468.9761 | 15295.9129 | 5564.8037 | 558.9838 | 1779.3788 | 7903.1663 | 1092.3129 | 325.6066 | 964.3945 | 2382.314 | 5010.4325
2 | 37 | 14 | 10379.4814 | 3813.6198 | 1496.3554 | 15689.4566 | 5414.1869 | 535.275 | 1733.0475 | 7682.5094 | 1163.2784 | 389.6148 | 997.4195 | 2550.3127 | 5456.6345
2 | 37 | 15 | 10877.3343 | 3972.346 | 1535.1274 | 16384.8077 | 5092.0734 | 512.975 | 1365.7623 | 6970.8107 | 1269.031 | 160.0204 | 1487.6241 | 2916.6755 | 6497.3215
2 | 37 | 16 | 10844.5438 | 3969.8601 | 1524.095 | 16338.499 | 4973.6809 | 451.293 | 1404.0329 | 6829.0068 | 823.757 | 108.5356 | 1417.6587 | 2349.9512 | 7159.5409
2 | 37 | 17 | 10548.8411 | 3872.5648 | 1490.3073 | 15911.7132 | 5156.3212 | 415.5113 | 2310.0037 | 7881.8362 | 378.4829 | 105.7526 | 582.4591 | 1066.6946 | 6963.1824
2 | 37 | 18 | 10193.7401 | 3751.6776 | 1448.6238 | 15394.0416 | 5747.5524 | 655.9977 | 3056.5298 | 9460.0799 | 0 | 0 | 0 | 0 | 5933.9617
2 | 37 | 19 | 9748.9256 | 3592.0299 | 1401.0401 | 14741.9955 | 6155.993 | 579.9554 | 2835.711 | 9571.6594 | 0 | 0 | 0 | 0 | 5170.3362
2 | 37 | 20 | 9225.1583 | 3399.3873 | 1353.269 | 13977.8146 | 6787.1953 | 944.2013 | 3041.8242 | 10773.2208 | 0 | 0 | 0 | 0 | 3204.5937
2 | 37 | 21 | 8647.1045 | 3193.935 | 1311.4935 | 13152.5331 | 7360.511 | 1000.0211 | 2624.0931 | 10984.6252 | 0 | 0 | 0 | 0 | 2167.9078
2 | 37 | 22 | 8165.6727 | 3025.2263 | 1276.8448 | 12467.7439 | 7760.3023 | 1862.7021 | 2186.5507 | 11809.5552 | 0 | 0 | 0 | 0 | 658.1888
2 | 37 | 23 | 7853.9354 | 2912.0827 | 1248.6717 | 12014.6899 | 7392.9906 | 1799.6255 | 2583.6688 | 11776.2849 | 0 | 0 | 0 | 0 | 238.405
2 | 37 | 24 | 7660.8354 | 2846.8494 | 1238.0603 | 11745.7451 | 5489.2752 | 1811.7349 | 2331.4536 | 9632.4637 | 0 | 0 | 0 | 0 | 2113.2813
2 | 38 | 1 | 7577.4232 | 2815.9029 | 1235.5796 | 11628.9057 | 4364.9609 | 1508.0196 | 1677.8116 | 7550.792 | 0 | 0 | 0 | 0 | 4078.1137
2 | 38 | 2 | 7589.9929 | 2813.5795 | 1236.7585 | 11640.3309 | 3711.3112 | 1218.6008 | 1474.4054 | 6404.3174 | 0 | 0 | 0 | 0 | 5236.0135
2 | 38 | 3 | 7737.1113 | 2859.5099 | 1248.9262 | 11845.5473 | 2592.0657 | 859.0576 | 1086.7577 | 4537.881 | 0 | 0 | 0 | 0 | 7307.6663
2 | 38 | 4 | 8068.4828 | 2972.3508 | 1286.5828 | 12327.4164 | 1450.473 | 711.3156 | 775.5251 | 2937.3137 | 0 | 0 | 0 | 0 | 9390.1028
2 | 38 | 5 | 8482.544 | 3106.4099 | 1336.8335 | 12925.7874 | 965.0358 | 942.1942 | 463.6158 | 2370.8457 | 0 | 0 | 0 | 0 | 10554.9417
2 | 38 | 6 | 9081.136 | 3313.89 | 1403.1789 | 13798.205 | 1084.7051 | 858.2084 | 462.7854 | 2405.699 | 0 | 0 | 0 | 0 | 11392.506
2 | 38 | 7 | 9611.8751 | 3519.7563 | 1443.2194 | 14574.8508 | 1839.5685 | 1011.5531 | 483.2084 | 3334.33 | 0 | 0 | 0 | 0 | 11240.5208
2 | 38 | 8 | 9996.2271 | 3645.1258 | 1469.4569 | 15110.8098 | 2855.9925 | 1141.7155 | 371.4562 | 4369.1642 | 0 | 0 | 0 | 0 | 10741.6455
2 | 38 | 9 | 10211.8657 | 3719.1881 | 1479.588 | 15410.6417 | 3452.0873 | 877.3408 | 364.775 | 4694.203 | 140.5396 | 5.5659 | 108.8644 | 254.9699 | 10461.4688
2 | 38 | 10 | 10348.3479 | 3756.3337 | 1489.3452 | 15594.0267 | 3211.6054 | 623.2921 | 489.0001 | 4323.8976 | 296.3855 | 13.9148 | 360.526 | 670.8263 | 10599.3027
2 | 38 | 11 | 10341.7354 | 3749.8581 | 1485.9202 | 15577.5137 | 3179.2136 | 471.6218 | 697.1179 | 4347.9533 | 325.6067 | 23.6552 | 451.8473 | 801.1092 | 10428.4512
2 | 38 | 12 | 10331.7886 | 3748.6008 | 1480.6795 | 15561.0689 | 3909.612 | 920.7003 | 927.2164 | 5757.5287 | 438.3166 | 43.1359 | 637.1807 | 1118.6333 | 8684.9069
2 | 38 | 13 | 10430.3932 | 3770.9563 | 1493.8974 | 15695.2469 | 4303.4118 | 913.2553 | 1101.26 | 6317.9271 | 359.0022 | 52.8763 | 505.7401 | 917.6186 | 8459.7012
2 | 38 | 14 | 10770.3786 | 3869.9769 | 1532.3341 | 16172.6896 | 4384.9525 | 771.5779 | 1273.5866 | 6430.1171 | 346.4789 | 48.7018 | 461.8794 | 857.0601 | 8885.5124
2 | 38 | 15 | 11261.7458 | 4031.5211 | 1576.7905 | 16870.0573 | 4648.0214 | 728.0017 | 1673.5042 | 7049.5273 | 246.2922 | 25.0467 | 325.0187 | 596.3576 | 9224.1724
2 | 38 | 16 | 11221.7595 | 4026.4553 | 1566.6912 | 16814.9059 | 4760.7164 | 941.3922 | 2285.6579 | 7987.7665 | 125.2333 | 16.6978 | 168.6981 | 310.6292 | 8516.5102
2 | 38 | 17 | 10912.9874 | 3911.2665 | 1526.4693 | 16350.7232 | 4003.9606 | 1319.8313 | 3140.4715 | 8464.2634 | 58.4422 | 4.1744 | 60.871 | 123.4876 | 7762.9722
2 | 38 | 18 | 10475.8662 | 3755.1356 | 1469.7018 | 15700.7036 | 4322.7306 | 1949.4601 | 3758.4298 | 10030.6205 | 0 | 0 | 0 | 0 | 5670.0831
2 | 38 | 19 | 9877.7578 | 3550.1414 | 1397.3967 | 14825.2958 | 4153.2932 | 2232.7941 | 4059.9565 | 10446.0438 | 0 | 0 | 0 | 0 | 4379.2519
2 | 38 | 20 | 9200.3004 | 3302.0356 | 1338.7122 | 13841.0482 | 3819.5201 | 2497.5352 | 4053.8244 | 10370.8797 | 0 | 0 | 0 | 0 | 3470.1685
2 | 38 | 21 | 8582.518 | 3073.0579 | 1300.7261 | 12956.3021 | 4983.9625 | 2738.2883 | 3937.8585 | 11660.1093 | 0 | 0 | 0 | 0 | 1296.1928
2 | 38 | 22 | 8157.5014 | 2911.129 | 1277.8259 | 12346.4563 | 6404.9988 | 2637.8249 | 3656.1308 | 12698.9545 | 0 | 0 | 0 | 0 | -352.4982
2 | 38 | 23 | 7887.3425 | 2810.3417 | 1257.2668 | 11954.951 | 8038.4492 | 2802.7425 | 2859.5388 | 13700.7305 | 0 | 0 | 0 | 0 | -1745.7794
2 | 38 | 24 | 7754.0138 | 2751.5986 | 1247.337 | 11752.9494 | 10326.5589 | 3348.6592 | 2125.3743 | 15800.5924 | 0 | 0 | 0 | 0 | -4047.643
2 | 39 | 1 | 7745.1838 | 2737.9173 | 1245.1475 | 11728.2486 | 10865.4431 | 3372.254 | 1635.5459 | 15873.243 | 0 | 0 | 0 | 0 | -4144.9944
2 | 39 | 2 | 7967.6845 | 2810.3103 | 1265.1973 | 12043.1922 | 10943.2845 | 3372.254 | 2005.2685 | 16320.807 | 0 | 0 | 0 | 0 | -4277.6148
2 | 39 | 3 | 8620.692 | 3042.3681 | 1329.3735 | 12992.4336 | 10889.8955 | 3372.254 | 3625.8115 | 17887.961 | 0 | 0 | 0 | 0 | -4895.5274
2 | 39 | 4 | 9746.2663 | 3459.5799 | 1426.1834 | 14632.0296 | 10841.9826 | 3372.254 | 4227.6402 | 18441.8769 | 0 | 0 | 0 | 0 | -3809.8473
2 | 39 | 5 | 10427.7927 | 3746.3646 | 1473.5751 | 15647.7324 | 10759.2953 | 3372.254 | 4226.2211 | 18357.7703 | 0 | 0 | 0 | 0 | -2710.0379
2 | 39 | 6 | 10668.3648 | 3866.456 | 1516.1274 | 16050.9482 | 9996.5528 | 3372.254 | 4163.6046 | 17532.4114 | 0 | 0 | 0 | 0 | -1481.4632
2 | 39 | 7 | 10796.4992 | 3943.1602 | 1518.8601 | 16258.5196 | 9078.9851 | 3369.1766 | 4076.3262 | 16524.4879 | 0 | 0 | 0 | 0 | -265.9683
2 | 39 | 8 | 10786.7096 | 3978.7424 | 1526.0726 | 16291.5246 | 8432.6146 | 3183.3224 | 4048.2282 | 15664.1652 | 0 | 0 | 0 | 0 | 627.3594
2 | 39 | 9 | 10724.5262 | 3984.1558 | 1502.8714 | 16211.5534 | 7813.199 | 2003.1591 | 4097.9694 | 13914.3276 | 896.114 | 455.0144 | 776.4077 | 2127.5361 | 169.6897
2 | 39 | 10 | 10600.894 | 3951.3194 | 1494.6589 | 16046.8723 | 6382.295 | 1597.8888 | 2991.6197 | 10971.8035 | 2387.782 | 836.2803 | 1427.8321 | 4651.8945 | 423.1743
2 | 39 | 11 | 10422.809 | 3897.6289 | 1467.595 | 15788.0328 | 5206.2609 | 1355.8582 | 2497.7522 | 9059.8713 | 2307.0761 | 830.7144 | 1480.6458 | 4618.4363 | 2109.7252
2 | 39 | 12 | 10159.1352 | 3750.3628 | 1451.2002 | 15360.6982 | 4902.3814 | 1284.3523 | 2167.0705 | 8353.8042 | 2045.4776 | 719.3959 | 1294.2127 | 4059.0862 | 2947.8078
2 | 39 | 13 | 10263.6591 | 3771.9381 | 1469.8031 | 15505.4003 | 4634.38 | 1187.3092 | 2119.631 | 7941.3202 | 1644.731 | 652.6048 | 1259.4048 | 3556.7407 | 4007.3394
2 | 39 | 14 | 10815.203 | 3931.7835 | 1512.1241 | 16259.1106 | 3988.5318 | 1420.4391 | 2297.9425 | 7706.9133 | 2007.9077 | 745.834 | 1430.8233 | 4184.5651 | 4367.6322
2 | 39 | 15 | 11694.6355 | 4244.951 | 1583.9869 | 17523.5733 | 3202.7595 | 1003.0883 | 2006.1514 | 6211.9992 | 2426.7436 | 815.4081 | 1606.4997 | 4848.6514 | 6462.9227
2 | 39 | 16 | 12043.2742 | 4422.584 | 1618.355 | 18084.2132 | 3233.4584 | 867.0273 | 2040.5347 | 6141.0205 | 2396.131 | 826.5399 | 1494.4774 | 4717.1482 | 7226.0445
2 | 39 | 17 | 11836.6474 | 4363.3635 | 1587.543 | 17787.5539 | 3873.8552 | 815.5542 | 2561.2497 | 7250.6591 | 1362.2603 | 506.4992 | 694.0231 | 2562.7826 | 7974.1122
2 | 39 | 18 | 11415.3666 | 4231.4923 | 1538.3506 | 17185.2094 | 5306.4298 | 1046.3102 | 2741.114 | 9093.854 | 0 | 0 | 0 | 0 | 8091.3555
2 | 39 | 19 | 10798.7813 | 4027.1801 | 1474.5283 | 16300.4897 | 7089.9831 | 817.6527 | 3019.4245 | 10927.0604 | 0 | 0 | 0 | 0 | 5373.4293
2 | 39 | 20 | 10035.8817 | 3756.9934 | 1409.4629 | 15202.3379 | 6828.52 | 427.9105 | 2802.2801 | 10058.7106 | 0 | 0 | 0 | 0 | 5143.6273
2 | 39 | 21 | 9340.1873 | 3507.206 | 1361.4649 | 14208.8583 | 7077.255 | 362.1868 | 2625.3081 | 10064.75 | 0 | 0 | 0 | 0 | 4144.1083
2 | 39 | 22 | 8891.7428 | 3347.2773 | 1329.9248 | 13568.9449 | 7000.2626 | 637.5233 | 2314.8575 | 9952.6433 | 0 | 0 | 0 | 0 | 3616.3016
2 | 39 | 23 | 8659.1191 | 3265.0439 | 1305.1118 | 13229.2747 | 6646.4115 | 559.4457 | 2092.2859 | 9298.1431 | 0 | 0 | 0 | 0 | 3931.1316
2 | 39 | 24 | 8555.2383 | 3227.2787 | 1304.1105 | 13086.6276 | 6536.3244 | 525.1902 | 1845.8193 | 8907.3339 | 0 | 0 | 0 | 0 | 4179.2936
2 | 40 | 1 | 8576.6066 | 3236.7588 | 1302.7444 | 13116.1099 | 7238.0684 | 614.9356 | 2196.1881 | 10049.1921 | 0 | 0 | 0 | 0 | 3066.9178
2 | 40 | 2 | 8812.8943 | 3312.749 | 1326.4566 | 13452.1 | 7449.5725 | 924.2313 | 3109.7995 | 11483.6033 | 0 | 0 | 0 | 0 | 1968.4967
2 | 40 | 3 | 9498.2501 | 3553.5134 | 1384.7915 | 14436.555 | 7521.4147 | 979.9566 | 3164.2087 | 11665.58 | 0 | 0 | 0 | 0 | 2770.9751
2 | 40 | 4 | 10627.7942 | 3959.3411 | 1485.2326 | 16072.3679 | 7090.1635 | 1107.266 | 3360.4786 | 11557.9081 | 0 | 0 | 0 | 0 | 4514.4598
2 | 40 | 5 | 11171.6403 | 4165.9478 | 1519.2082 | 16856.7964 | 6425.5626 | 1076.4696 | 2981.9514 | 10483.9836 | 0 | 0 | 0 | 0 | 6372.8128
2 | 40 | 6 | 11082.1909 | 4147.2231 | 1529.2249 | 16758.639 | 6115.0358 | 1261.7049 | 3161.0097 | 10537.7504 | 0 | 0 | 0 | 0 | 6220.8886
2 | 40 | 7 | 10866.8843 | 4058.3149 | 1519.2403 | 16444.4395 | 6006.9378 | 744.7478 | 3268.9741 | 10020.6596 | 0 | 0 | 0 | 0 | 6423.7799
2 | 40 | 8 | 10597.4732 | 3963.9574 | 1503.2178 | 16064.6484 | 5733.3592 | 288.8312 | 3070.6099 | 9092.8004 | 0 | 0 | 0 | 0 | 6971.8481
2 | 40 | 9 | 10372.8888 | 3879.2014 | 1485.7793 | 15737.8695 | 5176.0671 | 211.2996 | 3032.7169 | 8420.0836 | 1157.7125 | 196.1989 | 784.1524 | 2138.0638 | 5179.7221
2 | 40 | 10 | 10214.4853 | 3803.8416 | 1471.6355 | 15489.9625 | 2965.1969 | 21.9431 | 2356.1547 | 5343.2947 | 1799.1855 | 659.5622 | 1440.7885 | 3899.5361 | 6247.1317
2 | 40 | 11 | 10204.7482 | 3769.8899 | 1465.2397 | 15439.8778 | 1763.3559 | 9.2405 | 2041.5176 | 3814.114 | 1896.5891 | 644.2559 | 1225.4884 | 3766.3334 | 7859.4305
2 | 40 | 12 | 10284.7597 | 3769.7394 | 1459.5142 | 15514.0133 | 1832.2766 | 54.2061 | 2251.3454 | 4137.8282 | 1587.6803 | 512.0652 | 1207.5912 | 3307.3366 | 8068.8484
2 | 40 | 13 | 10576.1587 | 3836.3139 | 1481.7426 | 15894.2152 | 2158.9492 | 234.7811 | 2127.5703 | 4521.3006 | 1550.1103 | 588.5966 | 1050.5042 | 3189.2111 | 8183.7034
2 | 40 | 14 | 11132.5827 | 4006.4021 | 1522.942 | 16661.9269 | 2156.0207 | 487.6679 | 2226.8848 | 4870.5734 | 1629.4247 | 566.3329 | 1160.51 | 3356.2676 | 8435.0858
2 | 40 | 15 | 11977.4407 | 4324.4578 | 1595.1957 | 17897.0943 | 2386.3353 | 704.3661 | 2346.016 | 5436.7174 | 1277.3799 | 371.5255 | 1046.4874 | 2695.3928 | 9764.9841
2 | 40 | 16 | 12280.9494 | 4494.3299 | 1626.2779 | 18401.5571 | 2703.7678 | 659.5336 | 2378.3935 | 5741.6949 | 741.6596 | 232.3774 | 977.4967 | 1951.5337 | 10708.3286
2 | 40 | 17 | 12105.3839 | 4441.2665 | 1596.6749 | 18143.3253 | 2822.4241 | 675.2763 | 2064.263 | 5561.9634 | 379.8744 | 169.7607 | 420.5264 | 970.1615 | 11611.2004
2 | 40 | 18 | 11691.6191 | 4317.4447 | 1547.7802 | 17556.844 | 4061.0469 | 871.7292 | 2332.6868 | 7265.4629 | 0 | 0 | 0 | 0 | 10291.3812
2 | 40 | 19 | 11073.271 | 4097.9486 | 1486.8458 | 16658.0655 | 5985.4778 | 1116.4505 | 2270.4381 | 9372.3664 | 0 | 0 | 0 | 0 | 7285.6991
2 | 40 | 20 | 10284.384 | 3810.2729 | 1421.4257 | 15516.0826 | 7760.8313 | 1544.8912 | 2267.0709 | 11572.7934 | 0 | 0 | 0 | 0 | 3943.2892
2 | 40 | 21 | 9534.4734 | 3518.0915 | 1362.148 | 14414.7129 | 7711.7275 | 1647.9268 | 1640.4301 | 11000.0844 | 0 | 0 | 0 | 0 | 3414.6286
2 | 40 | 22 | 9039.1974 | 3323.2366 | 1323.2275 | 13685.6614 | 8315.1823 | 2175.6835 | 1524.382 | 12015.2478 | 0 | 0 | 0 | 0 | 1670.4136
2 | 40 | 23 | 8749.2762 | 3223.7847 | 1300.9923 | 13274.0531 | 8710.2891 | 2703.0398 | 1743.5922 | 13156.9212 | 0 | 0 | 0 | 0 | 117.1319
2 | 40 | 24 | 8589.7144 | 3168.5367 | 1292.2936 | 13050.5447 | 9585.1635 | 3263.8275 | 1682.4109 | 14531.4019 | 0 | 0 | 0 | 0 | -1480.8573
2 | 41 | 1 | 8558.2789 | 3137.9908 | 1287.9632 | 12984.233 | 10289.2037 | 3372.254 | 1648.8443 | 15310.302 | 0 | 0 | 0 | 0 | -2326.069
2 | 41 | 2 | 8743.6024 | 3199.3708 | 1303.226 | 13246.1991 | 10584.7848 | 3372.254 | 1690.4737 | 15647.5124 | 0 | 0 | 0 | 0 | -2401.3133
2 | 41 | 3 | 9354.0927 | 3410.7003 | 1371.0759 | 14135.869 | 10774.5912 | 3370.3135 | 1865.4037 | 16010.3084 | 0 | 0 | 0 | 0 | -1874.4395
2 | 41 | 4 | 10432.7094 | 3796.0756 | 1458.1608 | 15686.9457 | 10841.7135 | 3279.0849 | 1951.7807 | 16072.5791 | 0 | 0 | 0 | 0 | -385.6334
2 | 41 | 5 | 11045.8014 | 4022.5774 | 1495.3629 | 16563.7417 | 10839.4134 | 3198.565 | 2057.0348 | 16095.0132 | 0 | 0 | 0 | 0 | 468.7285
2 | 41 | 6 | 11235.0143 | 4086.3934 | 1516.5739 | 16837.9815 | 10755.4097 | 3149.0406 | 2204.1094 | 16108.5597 | 0 | 0 | 0 | 0 | 729.4218
2 | 41 | 7 | 11145.0764 | 4083.9063 | 1524.2838 | 16753.2666 | 10731.4585 | 3149.0479 | 2342.9212 | 16223.4276 | 0 | 0 | 0 | 0 | 529.839
2 | 41 | 8 | 10856.7861 | 4051.3343 | 1517.7596 | 16425.88 | 10733.0733 | 3253.1518 | 2396.743 | 16382.9681 | 0 | 0 | 0 | 0 | 42.9119
2 | 41 | 9 | 10602.3478 | 3922.5924 | 1492.4729 | 16017.4131 | 10638.51 | 3272.8551 | 2676.2533 | 16587.6183 | 372.917 | 221.2455 | 245.813 | 839.9755 | -1410.1808
2 | 41 | 10 | 10335.5828 | 3748.4005 | 1459.5555 | 15543.5387 | 10554.8325 | 3146.43 | 2997.0797 | 16698.3421 | 830.7144 | 489.8014 | 585.6171 | 1906.133 | -3060.9364
2 | 41 | 11 | 10156.7898 | 3663.2123 | 1443.6894 | 15263.6915 | 10429.8984 | 2847.0158 | 2926.6101 | 16203.5242 | 1031.0877 | 264.3815 | 654.1865 | 1949.6557 | -2889.4884
2 | 41 | 12 | 9911.5799 | 3687.174 | 1429.4255 | 15028.1794 | 10394.2585 | 2646.6339 | 2611.1418 | 15652.0342 | 1103.4448 | 331.1726 | 900.7451 | 2335.3624 | -2959.2173
2 | 41 | 13 | 10077.4121 | 3707.9766 | 1441.9975 | 15227.3862 | 10198.7372 | 2304.6505 | 2465.8777 | 14969.2654 | 1143.7977 | 179.5011 | 587.0919 | 1910.3907 | -1652.27
2 | 41 | 14 | 10543.0161 | 3829.3259 | 1477.162 | 15849.504 | 10191.7237 | 2006.4343 | 2355.7696 | 14553.9277 | 651.2133 | 115.493 | 498.924 | 1265.6302 | 29.946
2 | 41 | 15 | 11307.5291 | 4094.8888 | 1542.3301 | 16944.748 | 10148.512 | 2155.3726 | 2281.1026 | 14584.9872 | 402.1381 | 38.9615 | 371.6787 | 812.7783 | 1546.9825
2 | 41 | 16 | 11628.5855 | 4229.6929 | 1573.7152 | 17431.9935 | 10354.0546 | 2316.6678 | 2186.3998 | 14857.1222 | 521.8055 | 15.3063 | 435.8788 | 972.9906 | 1601.8807
2 | 41 | 17 | 11420.6575 | 4154.2065 | 1548.3026 | 17123.1665 | 10339.5645 | 2397.9055 | 2011.7396 | 14749.2096 | 189.2415 | 5.5659 | 261.469 | 456.2764 | 1917.6806
2 | 41 | 18 | 11027.888 | 4026.7461 | 1504.9577 | 16559.5919 | 9871.7303 | 2421.1871 | 1950.9252 | 14243.8426 | 0 | 0 | 0 | 0 | 2315.7493
2 | 41 | 19 | 10432.109 | 3824.301 | 1445.0141 | 15701.4241 | 9064.1663 | 2158.6382 | 1793.826 | 13016.6305 | 0 | 0 | 0 | 0 | 2684.7936
2 | 41 | 20 | 9687.5149 | 3553.2523 | 1382.1681 | 14622.9353 | 8231.0853 | 1634.3451 | 1416.0267 | 11281.4571 | 0 | 0 | 0 | 0 | 3341.4782
2 | 41 | 21 | 8999.0363 | 3289.4357 | 1328.578 | 13617.05 | 7476.7388 | 1906.765 | 1114.2196 | 10497.7234 | 0 | 0 | 0 | 0 | 3119.3267
2 | 41 | 22 | 8541.1256 | 3107.114 | 1299.7501 | 12947.9896 | 6414.514 | 2189.0972 | 1045.1516 | 9648.7627 | 0 | 0 | 0 | 0 | 3299.2269
2 | 41 | 23 | 8260.0858 | 2996.9806 | 1274.7384 | 12531.8047 | 6074.8545 | 2279.3501 | 552.4337 | 8906.6384 | 0 | 0 | 0 | 0 | 3625.1664
2 | 41 | 24 | 8098.0675 | 2935.1652 | 1270.9288 | 12304.1614 | 4795.2971 | 2477.6051 | 684.4302 | 7957.3324 | 0 | 0 | 0 | 0 | 4346.829
2 | 42 | 1 | 8061.4071 | 2918.2532 | 1267.0662 | 12246.7266 | 4028.977 | 2374.1728 | 1429.7322 | 7832.882 | 0 | 0 | 0 | 0 | 4413.8446
2 | 42 | 2 | 8246.7692 | 2973.8033 | 1289.0407 | 12509.6132 | 4516.9356 | 2198.2229 | 1945.1527 | 8660.3112 | 0 | 0 | 0 | 0 | 3849.302
2 | 42 | 3 | 8872.7471 | 3169.8364 | 1346.8165 | 13389.4 | 4942.8453 | 1946.4923 | 2314.791 | 9204.1287 | 0 | 0 | 0 | 0 | 4185.2713
2 | 42 | 4 | 9931.4335 | 3538.931 | 1440.9731 | 14911.3376 | 4696.6845 | 929.9859 | 2718.663 | 8345.3335 | 0 | 0 | 0 | 0 | 6566.0041
2 | 42 | 5 | 10528.9175 | 3763.9683 | 1484.2918 | 15777.1777 | 3541.0645 | 394.9288 | 3062.8754 | 6998.8687 | 0 | 0 | 0 | 0 | 8778.3089
2 | 42 | 6 | 10707.0312 | 3844.6385 | 1502.6036 | 16054.2734 | 2555.524 | 342.4751 | 3178.57 | 6076.5691 | 0 | 0 | 0 | 0 | 9977.7043
2 | 42 | 7 | 10665.6524 | 3863.5445 | 1494.8526 | 16024.0495 | 2435.7292 | 343.5308 | 3268.6609 | 6047.9209 | 0 | 0 | 0 | 0 | 9976.1286
2 | 42 | 8 | 10576.0835 | 3875.4393 | 1486.0368 | 15937.5596 | 3005.2994 | 666.7568 | 3130.8154 | 6802.8716 | 0 | 0 | 0 | 0 | 9134.688
2 | 42 | 9 | 10583.7814 | 3845.8366 | 1470.1893 | 15899.8073 | 3794.2395 | 1280.6398 | 2523.1301 | 7598.0094 | 111.3185 | 9.7404 | 82.9055 | 203.9644 | 8097.8335
2 | 42 | 10 | 10493.9224 | 3800.0738 | 1453.7438 | 15747.74 | 4695.3514 | 1586.9039 | 1491.5226 | 7773.778 | 221.2455 | 25.0467 | 216.6915 | 462.9837 | 7510.9783
2 | 42 | 11 | 10430.9428 | 3783.562 | 1450.2098 | 15664.7146 | 4899.0399 | 1697.2599 | 1033.3761 | 7629.6759 | 352.0448 | 36.1785 | 505.9648 | 894.1881 | 7140.8506
2 | 42 | 12 | 10340.1555 | 3741.966 | 1449.0527 | 15531.1742 | 4962.4608 | 1437.2889 | 1064.4875 | 7464.2372 | 510.6737 | 41.7444 | 516.2052 | 1068.6233 | 6998.3136
2 | 42 | 13 | 10452.1969 | 3756.0487 | 1460.0102 | 15668.2558 | 4937.4988 | 1423.3822 | 1267.7046 | 7628.5856 | 670.694 | 50.0933 | 694.0602 | 1414.8476 | 6624.8226
2 | 42 | 14 | 10798.576 | 3828.689 | 1491.6159 | 16118.8809 | 5260.8218 | 1235.556 | 1693.5962 | 8189.974 | 564.9414 | 80.7059 | 523.8294 | 1169.4767 | 6759.4302
2 | 42 | 15 | 11371.5426 | 4007.1159 | 1545.1131 | 16923.7716 | 5711.6593 | 704.5352 | 2213.4693 | 8629.6639 | 384.0489 | 25.0467 | 426.9882 | 836.0838 | 7458.024
2 | 42 | 16 | 11529.8139 | 4149.8956 | 1567.4233 | 17247.1328 | 6409.3268 | 646.3891 | 2670.744 | 9726.4599 | 200.3733 | 20.8722 | 193.4531 | 414.6986 | 7105.9743
2 | 42 | 17 | 11301.9384 | 4071.6659 | 1539.7622 | 16913.3664 | 6451.9708 | 522.5616 | 2856.0944 | 9830.6268 | 96.0122 | 8.3489 | 102.4904 | 206.8515 | 6875.8882
2 | 42 | 18 | 10857.1387 | 3935.5679 | 1494.9686 | 16287.6752 | 6292.1828 | 976.7046 | 2868.8037 | 10137.6911 | 0 | 0 | 0 | 0 | 6149.9841
2 | 42 | 19 | 10197.8435 | 3712.0032 | 1429.8004 | 15339.6471 | 5537.8544 | 991.9693 | 2801.0524 | 9330.8761 | 0 | 0 | 0 | 0 | 6008.771
2 | 42 | 20 | 9428.0051 | 3434.703 | 1363.5353 | 14226.2434 | 5352.5135 | 1187.5038 | 2674.9707 | 9214.9879 | 0 | 0 | 0 | 0 | 5011.2555
2 | 42 | 21 | 8694.1548 | 3167.987 | 1310.6968 | 13172.8386 | 5784.2603 | 1566.5261 | 2688.5184 | 10039.3049 | 0 | 0 | 0 | 0 | 3133.5337
2 | 42 | 22 | 8207.9633 | 2982.3468 | 1276.2789 | 12466.5889 | 6763.4141 | 1785.2025 | 2638.5598 | 11187.1764 | 0 | 0 | 0 | 0 | 1279.4126
2 | 42 | 23 | 7909.1926 | 2875.5759 | 1246.6627 | 12031.4312 | 7881.7722 | 2106.4348 | 2296.1407 | 12284.3476 | 0 | 0 | 0 | 0 | -252.9164
2 | 42 | 24 | 7737.4374 | 2809.2992 | 1241.1034 | 11787.84 | 8823.3888 | 2540.1989 | 2045.3646 | 13408.9524 | 0 | 0 | 0 | 0 | -1621.1123
2 | 43 | 1 | 7701.983 | 2794.409 | 1226.86 | 11723.252 | 9981.3345 | 2695.0495 | 2585.9881 | 15262.3721 | 0 | 0 | 0 | 0 | -3539.1202
2 | 43 | 2 | 7880.491 | 2849.1206 | 1245.337 | 11974.9486 | 10085.8393 | 3220.9017 | 3007.8659 | 16314.6069 | 0 | 0 | 0 | 0 | -4339.6583
2 | 43 | 3 | 8453.2827 | 3031.1798 | 1303.4719 | 12787.9344 | 9629.3657 | 3195.6763 | 3627.807 | 16452.8491 | 0 | 0 | 0 | 0 | -3664.9147
2 | 43 | 4 | 9474 | 3362.4293 | 1390.6659 | 14227.0951 | 9316.9166 | 3372.254 | 3884.231 | 16573.4016 | 0 | 0 | 0 | 0 | -2346.3065
2 | 43 | 5 | 10169.4053 | 3609.617 | 1446.9247 | 15225.9471 | 8934.279 | 3372.254 | 3433.6473 | 15740.1803 | 0 | 0 | 0 | 0 | -514.2332
2 | 43 | 6 | 10483.8548 | 3734.0014 | 1487.9643 | 15705.8205 | 10164.86 | 3372.254 | 3533.4294 | 17070.5433 | 0 | 0 | 0 | 0 | -1364.7229
2 | 43 | 7 | 10574.9936 | 3756.1747 | 1489.6757 | 15820.844 | 10539.2754 | 3161.7258 | 3955.0932 | 17656.0944 | 0 | 0 | 0 | 0 | -1835.2504
2 | 43 | 8 | 10569.8383 | 3763.9651 | 1482.1563 | 15815.9597 | 10462.133 | 3372.254 | 3825.3372 | 17659.7242 | 0 | 0 | 0 | 0 | -1843.7646
2 | 43 | 9 | 10531.6174 | 3739.6864 | 1468.6896 | 15739.9933 | 10378.6158 | 3372.254 | 3960.6273 | 17711.4971 | 776.4466 | 154.4544 | 424.2379 | 1355.1389 | -3326.6427
2 | 43 | 10 | 10457.4639 | 3724.9929 | 1458.1038 | 15640.5606 | 9804.8575 | 3334.4159 | 3764.2558 | 16903.5291 | 737.4851 | 19.4807 | 862.0871 | 1619.0529 | -2882.0215
2 | 43 | 11 | 10393.1138 | 3699.7472 | 1448.0066 | 15540.8677 | 9791.9152 | 2957.0054 | 3656.5318 | 16405.4524 | 499.5418 | 61.2252 | 696.5515 | 1257.3185 | -2121.9032
2 | 43 | 12 | 10302.9761 | 3694.8919 | 1437.7658 | 15435.6339 | 9623.651 | 2931.0182 | 3496.7645 | 16051.4336 | 752.7914 | 101.5781 | 718.1693 | 1572.5389 | -2188.3387
2 | 43 | 13 | 10400.9887 | 3727.7826 | 1447.3617 | 15576.133 | 9215.975 | 2871.354 | 3470.4649 | 15557.7939 | 683.2174 | 311.6918 | 792.58 | 1787.4893 | -1769.1502
2 | 43 | 14 | 10700.2114 | 3834.6784 | 1482.3435 | 16017.2333 | 9389.0041 | 3068.0593 | 3467.4652 | 15924.5286 | 1058.9174 | 225.42 | 1181.7319 | 2466.0692 | -2373.3645
2 | 43 | 15 | 11187.58 | 3998.6555 | 1521.1923 | 16707.4278 | 9525.338 | 3204.6576 | 3459.1689 | 16189.1645 | 1369.2177 | 449.4485 | 1639.5827 | 3458.249 | -2939.9857
2 | 43 | 16 | 11293.4792 | 4070.2946 | 1543.4517 | 16907.2255 | 9224.4316 | 3345.3648 | 3492.859 | 16062.6554 | 2476.8369 | 843.2377 | 1642.3241 | 4962.3987 | -4117.8286
2 | 43 | 17 | 11057.4846 | 4001.8086 | 1525.575 | 16584.8683 | 9252.7844 | 3108.3515 | 3633.6379 | 15994.7738 | 1399.8303 | 546.8522 | 850.052 | 2796.7345 | -2206.64
2 | 43 | 18 | 10699.0164 | 3889.3304 | 1489.935 | 16078.2818 | 9980.4162 | 3372.254 | 3868.0484 | 17220.7185 | 0 | 0 | 0 | 0 | -1142.4367
2 | 43 | 19 | 10248.8234 | 3733.4906 | 1439.8516 | 15422.1656 | 9978.6753 | 3372.254 | 3979.4692 | 17330.3985 | 0 | 0 | 0 | 0 | -1908.2329
2 | 43 | 20 | 9680.2473 | 3535.5113 | 1391.8792 | 14607.6378 | 9678.4274 | 3372.254 | 3933.145 | 16983.8264 | 0 | 0 | 0 | 0 | -2376.1886
2 | 43 | 21 | 9099.5716 | 3324.843 | 1338.2644 | 13762.679 | 9474.9022 | 3372.254 | 3897.3756 | 16744.5318 | 0 | 0 | 0 | 0 | -2981.8529
2 | 43 | 22 | 8638.3275 | 3156.1797 | 1305.5935 | 13100.1007 | 9147.5876 | 3265.5124 | 3879.1895 | 16292.2895 | 0 | 0 | 0 | 0 | -3192.1888
2 | 43 | 23 | 8368.5329 | 3061.2571 | 1287.2342 | 12717.0242 | 8732.0931 | 3334.3965 | 4045.8346 | 16112.3242 | 0 | 0 | 0 | 0 | -3395.3
2 | 43 | 24 | 8221.694 | 3014.3225 | 1275.9933 | 12512.0098 | 8776.2513 | 2812.4767 | 4047.5583 | 15636.2864 | 0 | 0 | 0 | 0 | -3124.2766
2 | 44 | 1 | 8198.0332 | 3004.1582 | 1273.1677 | 12475.3592 | 9158.2551 | 2913.0225 | 4088.213 | 16159.4906 | 0 | 0 | 0 | 0 | -3684.1314
2 | 44 | 2 | 8267.838 | 3034.273 | 1281.5291 | 12583.6402 | 8960.1088 | 2853.3347 | 4108.3559 | 15921.7994 | 0 | 0 | 0 | 0 | -3338.1592
2 | 44 | 3 | 8548.8347 | 3127.3192 | 1308.8798 | 12985.0337 | 8115.2124 | 2793.5339 | 3950.3198 | 14859.0661 | 0 | 0 | 0 | 0 | -1874.0324
2 | 44 | 4 | 8984.7976 | 3279.5933 | 1351.9726 | 13616.3635 | 7939.774 | 2729.1201 | 3505.2275 | 14174.1216 | 0 | 0 | 0 | 0 | -557.758
2 | 44 | 5 | 9365.9804 | 3432.4404 | 1401.6062 | 14200.027 | 7919.1821 | 2438.7344 | 3251.3458 | 13609.2623 | 0 | 0 | 0 | 0 | 590.7647
2 | 44 | 6 | 9566.1346 | 3540.048 | 1445.9647 | 14552.1473 | 7289.7692 | 1973.6664 | 3243.7552 | 12507.1907 | 0 | 0 | 0 | 0 | 2044.9566
2 | 44 | 7 | 9577.2552 | 3581.3168 | 1462.9091 | 14621.4811 | 7578.3506 | 2028.9224 | 3263.3323 | 12870.6052 | 0 | 0 | 0 | 0 | 1750.8759
2 | 44 | 8 | 9517.1736 | 3551.9531 | 1458.2716 | 14527.3983 | 7234.6203 | 2407.6592 | 3157.5457 | 12799.8252 | 0 | 0 | 0 | 0 | 1727.5731
2 | 44 | 9 | 9400.1659 | 3508.2803 | 1438.7535 | 14347.1997 | 4837.9689 | 1577.1881 | 2485.7584 | 8900.9154 | 1516.7147 | 541.2863 | 1020.9868 | 3078.9878 | 2367.2965
2 | 44 | 10 | 9345.8121 | 3474.7941 | 1430.5754 | 14251.1817 | 2148.3452 | 1190.2765 | 1586.369 | 4924.9906 | 2163.7535 | 669.3026 | 1692.9546 | 4526.0107 | 4800.1803
2 | 44 | 11 | 9356.7933 | 3448.0591 | 1417.8486 | 14222.701 | 1164.1018 | 746.0462 | 936.4326 | 2846.5805 | 2290.3783 | 861.327 | 1580.8905 | 4732.5958 | 6643.5246
2 | 44 | 12 | 9659.7366 | 3565.8626 | 1425.257 | 14650.8562 | 472.5367 | 259.1218 | 719.0134 | 1450.672 | 2159.5791 | 782.0125 | 1411.0301 | 4352.6218 | 8847.5624
2 | 44 | 13 | 9946.501 | 3669.3922 | 1443.041 | 15058.9341 | 190.3306 | 58.0942 | 755.7791 | 1004.2038 | 2140.0984 | 718.0044 | 1430.9693 | 4289.072 | 9765.6583
2 | 44 | 14 | 10372.6267 | 3805.0854 | 1473.2505 | 15650.9625 | 10.6688 | 0.42091 | 908.1118 | 919.2015 | 2263.9403 | 755.5744 | 1508.1838 | 4527.6984 | 10204.0626
2 | 44 | 15 | 10975.9351 | 4007.8596 | 1528.414 | 16512.2087 | 0.020836 | 0 | 840.2762 | 840.2971 | 2430.918 | 822.3655 | 1661.3672 | 4914.6507 | 10757.261
2 | 44 | 16 | 11072.6563 | 4074.2246 | 1533.4044 | 16680.2854 | 19.748 | 0 | 828.9344 | 848.6824 | 2190.1917 | 814.0166 | 1640.8908 | 4645.0991 | 11186.5039
2 | 44 | 17 | 10829.1716 | 4017.0655 | 1502.8484 | 16349.0855 | 145.8977 | 20.7571 | 1017.773 | 1184.4278 | 1071.4406 | 378.483 | 765.6926 | 2215.6162 | 12949.0415
2 | 44 | 18 | 10552.4116 | 3915.1507 | 1467.1558 | 15934.7181 | 904.862 | 247.134 | 1692.5174 | 2844.5134 | 0 | 0 | 0 | 0 | 13090.2046
2 | 44 | 19 | 10148.881 | 3764.487 | 1416.9099 | 15330.2779 | 2564.7332 | 337.4895 | 2299.1587 | 5201.3814 | 0 | 0 | 0 | 0 | 10128.8965
2 | 44 | 20 | 9638.1693 | 3571.3834 | 1369.3573 | 14578.91 | 4549.1377 | 473.496 | 2675.945 | 7698.5787 | 0 | 0 | 0 | 0 | 6880.3312
2 | 44 | 21 | 9099.6386 | 3367.594 | 1323.5298 | 13790.7624 | 6577.6768 | 748.1434 | 3622.2572 | 10948.0774 | 0 | 0 | 0 | 0 | 2842.685
2 | 44 | 22 | 8665.747 | 3212.5344 | 1294.0616 | 13172.3431 | 7925.9655 | 1011.1264 | 3978.9665 | 12916.0583 | 0 | 0 | 0 | 0 | 256.2847
2 | 44 | 23 | 8383.7346 | 3111.5281 | 1271.0772 | 12766.3398 | 8664.404 | 1326.6068 | 4117.7211 | 14108.7319 | 0 | 0 | 0 | 0 | -1342.3922
2 | 44 | 24 | 8197.2216 | 3048.6283 | 1252.6321 | 12498.482 | 9230.8886 | 1494.501 | 4110.6584 | 14836.048 | 0 | 0 | 0 | 0 | -2337.566
2 | 45 | 1 | 8080.1855 | 3005.2642 | 1246.3057 | 12331.7554 | 9467.6016 | 1460.0295 | 4148.6813 | 15076.3125 | 0 | 0 | 0 | 0 | -2744.5571
2 | 45 | 2 | 8080.3707 | 3002.9968 | 1249.7725 | 12333.14 | 9803.5236 | 1446.1727 | 4185.1885 | 15434.8848 | 0 | 0 | 0 | 0 | -3101.7447
2 | 45 | 3 | 8211.4743 | 3052.4837 | 1265.2207 | 12529.1788 | 9839.2992 | 1664.1886 | 4218.7866 | 15722.2744 | 0 | 0 | 0 | 0 | -3193.0957
2 | 45 | 4 | 8474.8939 | 3146.6553 | 1300.8047 | 12922.3539 | 9900.7357 | 1744.8388 | 4244.89 | 15890.4644 | 0 | 0 | 0 | 0 | -2968.1105
2 | 45 | 5 | 8835.4678 | 3250.3923 | 1347.8365 | 13433.6966 | 10028.9003 | 1937.7407 | 4242.061 | 16208.702 | 0 | 0 | 0 | 0 | -2775.0053
2 | 45 | 6 | 9248.0851 | 3399.2885 | 1395.6183 | 14042.9919 | 10138.2503 | 2173.5137 | 4238.5586 | 16550.3226 | 0 | 0 | 0 | 0 | -2507.3307
2 | 45 | 7 | 9505.7492 | 3516.2324 | 1419.3575 | 14441.3391 | 10209.4828 | 2351.9558 | 4235.4478 | 16796.8864 | 0 | 0 | 0 | 0 | -2355.5473
2 | 45 | 8 | 9638.1485 | 3573.2409 | 1421.567 | 14632.9565 | 10336.2818 | 2550.5798 | 4243.7633 | 17130.6249 | 0 | 0 | 0 | 0 | -2497.6684
2 | 45 | 9 | 9613.5685 | 3564.2196 | 1414.7173 | 14592.5054 | 10175.5692 | 2803.398 | 4256.0659 | 17235.0331 | 192.0244 | 160.0204 | 469.3233 | 821.3681 | -3463.8959
2 | 45 | 10 | 9503.4102 | 3539.2371 | 1409.9846 | 14452.6319 | 8897.5887 | 2142.8402 | 4123.3863 | 15163.8152 | 473.1037 | 80.7059 | 524.5794 | 1078.389 | -1789.5723
2 | 45 | 11 | 9387.6677 | 3490.328 | 1396.5667 | 14274.5625 | 7404.1393 | 2011.0927 | 3886.4729 | 13301.7048 | 875.2418 | 157.2374 | 908.8439 | 1941.3231 | -968.4655
2 | 45 | 12 | 9330.7068 | 3450.1438 | 1390.1945 | 14171.0451 | 7216.8335 | 2214.86 | 3679.3326 | 13111.0261 | 1370.6092 | 168.3692 | 1092.457 | 2631.4354 | -1571.4164
2 | 45 | 13 | 9441.1549 | 3469.3802 | 1408.5906 | 14319.1257 | 7355.4618 | 2130.4443 | 3446.4488 | 12932.3549 | 1177.1933 | 332.564 | 987.1881 | 2496.9454 | -1110.1746
2 | 45 | 14 | 9874.2109 | 3589.7055 | 1444.7593 | 14908.6757 | 7441.9353 | 2253.7473 | 3295.2878 | 12990.9703 | 1550.1103 | 724.9618 | 1311.6398 | 3586.7119 | -1669.0065
2 | 45 | 15 | 10616.9986 | 3849.056 | 1504.5373 | 15970.5919 | 7429.4904 | 2314.0299 | 3287.935 | 13031.4553 | 2181.8429 | 780.621 | 1430.3025 | 4392.7665 | -1453.6299
2 | 45 | 16 | 10915.0486 | 3996.8107 | 1518.5906 | 16430.4499 | 7865.2344 | 2503.9714 | 3200.116 | 13569.3218 | 2359.9524 | 786.187 | 1376.7848 | 4522.9242 | -1661.7961
2 | 45 | 17 | 10700.8899 | 3933.1389 | 1493.2218 | 16127.2506 | 8674.831 | 3045.8546 | 3413.7515 | 15134.4371 | 1470.7958 | 541.2863 | 767.3757 | 2779.4578 | -1786.6443
2 | 45 | 18 | 10357.9286 | 3829.2425 | 1451.128 | 15638.299 | 8742.9857 | 3345.3976 | 3702.1219 | 15790.5053 | 0 | 16.6978 | 0 | 16.6978 | -168.904
2 | 45 | 19 | 9914.5545 | 3682.8159 | 1396.7551 | 14994.1255 | 8386.439 | 3309.1905 | 3837.0481 | 15532.6776 | 0 | 0 | 0 | 0 | -538.5521
2 | 45 | 20 | 9374.4045 | 3497.2755 | 1345.5514 | 14217.2315 | 8461.2439 | 3217.0209 | 3814.455 | 15492.7198 | 0 | 0 | 0 | 0 | -1275.4883
2 | 45 | 21 | 8854.0874 | 3309.4356 | 1303.8773 | 13467.4004 | 8298.3145 | 3272.3226 | 3583.4898 | 15154.127 | 0 | 0 | 0 | 0 | -1686.7267
2 | 45 | 22 | 8491.6451 | 3186.1791 | 1289.754 | 12967.5782 | 7598.6585 | 2887.4224 | 3416.9873 | 13903.0682 | 0 | 0 | 0 | 0 | -935.49
2 | 45 | 23 | 8265.5859 | 3109.2518 | 1269.5731 | 12644.4108 | 7322.8277 | 2717.3643 | 3207.0772 | 13247.2693 | 0 | 0 | 0 | 0 | -602.8584
2 | 45 | 24 | 8167.2598 | 3076.0436 | 1267.8971 | 12511.2005 | 7477.8859 | 2633.1461 | 2802.8573 | 12913.8892 | 0 | 0 | 0 | 0 | -402.6887
2 | 46 | 1 | 8183.21 | 3083.5555 | 1266.6027 | 12533.3682 | 6949.4298 | 2616.4394 | 2494.8106 | 12060.6799 | 0 | 0 | 0 | 0 | 472.6883
2 | 46 | 2 | 8378.9945 | 3154.4181 | 1284.889 | 12818.3016 | 6993.5334 | 2696.1866 | 2397.2488 | 12086.9688 | 0 | 0 | 0 | 0 | 731.3328
2 | 46 | 3 | 8860.2356 | 3334.4607 | 1329.4645 | 13524.1609 | 6651.7077 | 2488.4631 | 2224.8379 | 11365.0087 | 0 | 0 | 0 | 0 | 2159.1522
2 | 46 | 4 | 9586.0127 | 3586.6998 | 1399.9267 | 14572.6393 | 6297.5684 | 2602.1855 | 1958.2363 | 10857.9902 | 0 | 0 | 0 | 0 | 3714.6491
2 | 46 | 5 | 10063.6907 | 3786.819 | 1455.0755 | 15305.5852 | 6283.5535 | 3037.5196 | 1677.0911 | 10998.1641 | 0 | 0 | 0 | 0 | 4307.4211
2 | 46 | 6 | 10232.863 | 3865.1577 | 1489.4358 | 15587.4565 | 5687.7102 | 3060.7735 | 1538.4279 | 10286.9116 | 0 | 0 | 0 | 0 | 5300.5449
2 | 46 | 7 | 10206.5818 | 3847.567 | 1489.5462 | 15543.695 | 5342.7519 | 3102.0344 | 1416.8647 | 9861.651 | 0 | 0 | 0 | 0 | 5682.044
2 | 46 | 8 | 10116.647 | 3800.7361 | 1472.4347 | 15389.8178 | 5682.9467 | 2890.2619 | 1037.0226 | 9610.2312 | 0 | 0 | 16.4477 | 16.4477 | 5763.1389
2 | 46 | 9 | 9972.6279 | 3799.6754 | 1453.4569 | 15225.7603 | 6164.8435 | 2486.7061 | 814.5606 | 9466.1103 | 473.1037 | 147.497 | 965.4779 | 1586.0786 | 4173.5714
2 | 46 | 10 | 9894.4106 | 3779.6472 | 1435.7701 | 15109.8279 | 6281.9937 | 1980.4911 | 751.6903 | 9014.1752 | 916.9862 | 123.8418 | 1388.3126 | 2429.1406 | 3666.5121
2 | 46 | 11 | 9859.2292 | 3817.5744 | 1419.5445 | 15096.3481 | 6834.0374 | 1656.396 | 672.1852 | 9162.6187 | 846.0207 | 115.493 | 1107.6963 | 2069.2099 | 3864.5195
2 | 46 | 12 | 9974.2405 | 3836.7262 | 1413.7278 | 15224.6945 | 7057.6699 | 1604.5909 | 952.3767 | 9614.6375 | 790.3614 | 89.0548 | 1007.7016 | 1887.1179 | 3722.9392
2 | 46 | 13 | 10323.6826 | 3867.7533 | 1441.4166 | 15632.8525 | 7711.7169 | 1939.7754 | 1344.9508 | 10996.4431 | 477.2781 | 96.0122 | 745.9156 | 1319.2059 | 3317.2035
2 | 46 | 14 | 10727.0053 | 3987.7255 | 1488.1814 | 16202.9122 | 8895.9757 | 2106.502 | 1607.2525 | 12609.7303 | 573.2903 | 144.7141 | 865.0874 | 1583.0918 | 2010.0901
2 | 46 | 15 | 11353.9022 | 4194.3067 | 1547.0261 | 17095.235 | 9419.3973 | 2401.8422 | 2228.4139 | 14049.6534 | 542.6777 | 83.4889 | 576.2889 | 1202.4555 | 1843.1261
2 | 46 | 16 | 11447.9146 | 4248.8074 | 1562.771 | 17259.493 | 9345.3312 | 2544.7637 | 2952.3925 | 14842.4873 | 345.0874 | 34.787 | 278.5001 | 658.3745 | 1758.6312
2 | 46 | 17 | 11120.2683 | 4129.973 | 1527.6344 | 16777.8756 | 8794.8866 | 2605.6347 | 3365.2112 | 14765.7325 | 150.28 | 4.1744 | 145.668 | 300.1224 | 1712.0207
2 | 46 | 18 | 10633.27 | 3962.1833 | 1470.8356 | 16066.2889 | 8729.8397 | 2522.0545 | 3518.6586 | 14770.5527 | 0 | 0 | 0 | 0 | 1295.7361
2 | 46 | 19 | 9998.0097 | 3732.2062 | 1402.719 | 15132.9349 | 8854.2733 | 2766.3534 | 3617.3948 | 15238.0214 | 0 | 0 | 0 | 0 | -105.0865
2 | 46 | 20 | 9260.1485 | 3458.9002 | 1337.9327 | 14056.9813 | 9045.6989 | 2773.5203 | 3659.2563 | 15478.4755 | 0 | 0 | 0 | 0 | -1421.4942
2 | 46 | 21 | 8566.7834 | 3213.7226 | 1286.8431 | 13067.3492 | 8852.0988 | 3085.3042 | 3666.0067 | 15603.4096 | 0 | 0 | 0 | 0 | -2536.0604
2 | 46 | 22 | 8066.1801 | 3015.7501 | 1260.8003 | 12342.7305 | 8332.0661 | 2677.2469 | 3669.3372 | 14678.6502 | 0 | 0 | 0 | 0 | -2335.9197
2 | 46 | 23 | 7761.0142 | 2903.7334 | 1235.4028 | 11900.1504 | 8050.1538 | 2530.8183 | 3466.1211 | 14047.0933 | 0 | 0 | 0 | 0 | -2146.9428
2 | 46 | 24 | 7598.5539 | 2841.7563 | 1224.5457 | 11664.8559 | 7569.5175 | 2845.8328 | 3432.0947 | 13847.445 | 0 | 0 | 0 | 0 | -2182.5891
2 | 47 | 1 | 7560.0378 | 2828.7382 | 1222.0066 | 11610.7827 | 7278.5829 | 2768.1388 | 3451.2512 | 13497.9728 | 0 | 0 | 0 | 0 | -1887.1902
2 | 47 | 2 | 7713.8578 | 2881.2825 | 1241.1211 | 11836.2614 | 7629.3536 | 2225.8871 | 3041.9367 | 12897.1774 | 0 | 0 | 0 | 0 | -1060.916
2 | 47 | 3 | 8279.9682 | 3062.1634 | 1292.6965 | 12634.8281 | 7466.5729 | 2092.6087 | 2767.0349 | 12326.2166 | 0 | 0 | 0 | 0 | 308.6115
2 | 47 | 4 | 9174.1385 | 3386.6536 | 1368.0924 | 13928.8846 | 6743.7374 | 2466.558 | 2555.0411 | 11765.3365 | 0 | 0 | 0 | 0 | 2163.5481
2 | 47 | 5 | 9834.277 | 3613.242 | 1428.0303 | 14875.5493 | 6180.853 | 2575.0803 | 2572.5106 | 11328.4438 | 0 | 0 | 0 | 0 | 3547.1054
2 | 47 | 6 | 10167.6737 | 3739.8143 | 1475.929 | 15383.417 | 6012.0364 | 2209.0362 | 2769.0024 | 10990.075 | 0 | 0 | 0 | 0 | 4393.342
2 | 47 | 7 | 10157.8172 | 3773.5717 | 1491.2921 | 15422.681 | 5719.4747 | 1715.05 | 2953.1949 | 10387.7196 | 0 | 0 | 0 | 0 | 5034.9613
2 | 47 | 8 | 10014.777 | 3752.0769 | 1490.6359 | 15257.4898 | 5416.591 | 1339.2047 | 2486.4614 | 9242.2571 | 0 | 0 | 5.4826 | 5.4826 | 6009.75
2 | 47 | 9 | 9850.4046 | 3674.2525 | 1479.9968 | 15004.6539 | 5223.3407 | 1001.8848 | 2284.8645 | 8510.0901 | 54.2678 | 4.1744 | 84.2136 | 142.6558 | 6351.908
2 | 47 | 10 | 9733.4209 | 3575.7814 | 1472.6862 | 14781.8885 | 4721.802 | 913.6906 | 1549.5183 | 7185.0109 | 160.0204 | 50.0933 | 198.8315 | 408.9452 | 7187.9325
2 | 47 | 11 | 9760.2822 | 3523.1678 | 1460.4761 | 14743.9261 | 4744.8113 | 1028.739 | 833.2429 | 6606.7932 | 352.0448 | 77.923 | 542.2266 | 972.1944 | 7164.9386
2 | 47 | 12 | 9749.9148 | 3509.4665 | 1465.5395 | 14724.9207 | 5459.2626 | 1736.7651 | 558.5674 | 7754.5952 | 535.7203 | 150.28 | 419.4728 | 1105.4731 | 5864.8525
2 | 47 | 13 | 9896.5104 | 3545.9595 | 1463.1341 | 14905.604 | 6570.6518 | 1852.5508 | 593.6447 | 9016.8473 | 620.6007 | 73.7485 | 415.7775 | 1110.1267 | 4778.63
2 | 47 | 14 | 10226.0183 | 3649.8977 | 1494.7687 | 15370.6848 | 7652.0405 | 2004.221 | 806.716 | 10462.9774 | 402.1381 | 76.5315 | 505.8651 | 984.5347 | 3923.1726
2 | 47 | 15 | 10820.8677 | 3864.7051 | 1544.178 | 16229.7509 | 8866.7254 | 2596.3744 | 1385.7225 | 12848.8222 | 459.1888 | 93.2293 | 465.3038 | 1017.7219 | 2363.2068
2 | 47 | 16 | 11112.9369 | 4037.9571 | 1563.8781 | 16714.7721 | 9350.7307 | 3057.3126 | 1918.3466 | 14326.39 | 225.42 | 19.4807 | 300.6968 | 545.5975 | 1842.7846
2 | 47 | 17 | 10822.3585 | 3959.0326 | 1521.7448 | 16303.1358 | 9922.3654 | 3359.0976 | 2804.7144 | 16086.1775 | 66.7911 | 20.8722 | 99.3741 | 187.0374 | 29.921
2 | 47 | 18 | 10340.9044 | 3796.2061 | 1468.7854 | 15605.8959 | 10390.5665 | 3359.2901 | 4167.7223 | 17917.5789 | 0 | 1.3915 | 0 | 1.3915 | -2313.0744
2 | 47 | 19 | 9723.6175 | 3570.291 | 1404.8253 | 14698.7339 | 10595.4327 | 3372.254 | 4256.4742 | 18224.1609 | 0 | 0 | 0 | 0 | -3525.427
2 | 47 | 20 | 9003.4484 | 3304.2074 | 1344.5388 | 13652.1947 | 10818.7598 | 3327.1213 | 4184.5043 | 18330.3855 | 0 | 0 | 0 | 0 | -4678.1908
2 | 47 | 21 | 8332.7478 | 3049.7907 | 1290.3693 | 12672.9078 | 10566.7467 | 3372.254 | 4262.6578 | 18201.6585 | 0 | 0 | 0 | 0 | -5528.7507
2 | 47 | 22 | 7842.796 | 2862.7722 | 1257.3575 | 11962.9257 | 10197.4223 | 3372.254 | 4263.3025 | 17832.9788 | 0 | 0 | 0 | 0 | -5870.0531
2 | 47 | 23 | 7549.8473 | 2765.8437 | 1234.2537 | 11549.9446 | 10019.7977 | 3369.3433 | 4263.3913 | 17652.5323 | 0 | 0 | 0 | 0 | -6102.5877
2 | 47 | 24 | 7399.6593 | 2709.7893 | 1230.7314 | 11340.1801 | 9932.7898 | 3372.254 | 4263.3913 | 17568.4351 | 0 | 0 | 0 | 0 | -6228.255
2 | 48 | 1 | 7375.8796 | 2694.9957 | 1224.5541 | 11295.4294 | 9393.7114 | 3372.254 | 4263.3913 | 17029.3566 | 0 | 0 | 0 | 0 | -5733.9273
2 | 48 | 2 | 7539.0555 | 2749.6072 | 1237.0576 | 11525.7204 | 8819.7307 | 2840.9285 | 4263.3913 | 15924.0505 | 0 | 0 | 0 | 0 | -4398.3301
2 | 48 | 3 | 8103.1107 | 2947.8553 | 1294.5205 | 12345.4866 | 7656.5531 | 2638.2004 | 4225.6344 | 14520.3879 | 0 | 0 | 0 | 0 | -2174.9013
2 | 48 | 4 | 8991.4773 | 3328.4228 | 1374.9011 | 13694.8012 | 6467.3626 | 2162.0063 | 4074.3151 | 12703.684 | 0 | 0 | 0 | 0 | 991.1173
2 | 48 | 5 | 9661.7334 | 3572.0966 | 1434.4696 | 14668.2996 | 5663.9671 | 2069.4907 | 3493.195 | 11226.6527 | 0 | 0 | 0 | 0 | 3441.6469
2 | 48 | 6 | 9972.0001 | 3650.049 | 1470.8664 | 15092.9155 | 4328.7565 | 1722.1788 | 3158.6707 | 9209.606 | 0 | 0 | 0 | 0 | 5883.3095
2 | 48 | 7 | 9968.4836 | 3674.5087 | 1472.9613 | 15115.9536 | 3613.7901 | 953.5852 | 2604.1653 | 7171.5406 | 0 | 0 | 0 | 0 | 7944.4131
2 | 48 | 8 | 9791.1358 | 3644.0155 | 1466.2321 | 14901.3834 | 3055.6204 | 1115.5139 | 1957.9862 | 6129.1206 | 0 | 0 | 64.4203 | 64.4203 | 8707.8424
2 | 48 | 9 | 9679.9635 | 3559.6095 | 1446.6481 | 14686.221 | 1489.827 | 84.7228 | 1725.9874 | 3300.5372 | 1570.9825 | 468.9292 | 1053.4909 | 3093.4027 | 8292.2811
2 | 48 | 10 | 9623.971 | 3519.7569 | 1420.9744 | 14564.7024 | 352.4676 | 0.12026 | 1065.1514 | 1417.7393 | 2586.7639 | 903.0714 | 1711.794 | 5201.6292 | 7945.3339
2 | 48 | 11 | 9710.7789 | 3502.0159 | 1409.2098 | 14622.0046 | 113.2115 | 0 | 576.5455 | 689.757 | 2507.4495 | 872.4588 | 1652.3144 | 5032.2227 | 8900.025
2 | 48 | 12 | 9784.1275 | 3506.1081 | 1405.7568 | 14695.9923 | 143.8947 | 4.9996 | 482.5237 | 631.418 | 2159.5791 | 704.0896 | 1404.7395 | 4268.4082 | 9796.1661
2 | 48 | 13 | 9947.8554 | 3548.3935 | 1410.1022 | 14906.3511 | 294.628 | 29.7484 | 392.9374 | 717.3138 | 1959.2057 | 603.9029 | 1282.935 | 3846.0437 | 10342.9936
2 | 48 | 14 | 10258.9221 | 3643.1633 | 1443.0824 | 15345.1678 | 753.8441 | 159.7894 | 329.7365 | 1243.37 | 2035.7373 | 615.0348 | 1371.2606 | 4022.0327 | 10079.7652
2 | 48 | 15 | 10787.454 | 3828.2878 | 1505.2001 | 16120.9419 | 1787.5791 | 504.0299 | 340.7204 | 2632.3295 | 1685.084 | 271.3389 | 1537.3796 | 3493.8024 | 9994.8101
2 | 48 | 16 | 11075.3125 | 3997.2915 | 1525.1466 | 16597.7506 | 3322.8687 | 1149.2222 | 614.3414 | 5086.4324 | 724.9618 | 114.1015 | 1035.4551 | 1874.5184 | 9636.7999
2 | 48 | 17 | 10781.8826 | 3910.9411 | 1490.2383 | 16183.062 | 5954.8074 | 1762.9579 | 1513.9324 | 9231.6976 | 237.9433 | 4.1744 | 469.7654 | 711.8832 | 6239.4812
2 | 48 | 18 | 10303.1019 | 3744.2317 | 1443.9374 | 15491.271 | 9384.1743 | 1435.5235 | 2596.5946 | 13416.2924 | 0 | 0 | 0 | 0 | 2074.9786
2 | 48 | 19 | 9652.484 | 3507.0847 | 1381.5816 | 14541.1503 | 9802.858 | 1283.3639 | 3033.9186 | 14120.1405 | 0 | 0 | 0 | 0 | 421.0098
2 | 48 | 20 | 8922.866 | 3231.5353 | 1321.3822 | 13475.7835 | 8963.9966 | 1064.7386 | 3205.9978 | 13234.7329 | 0 | 0 | 0 | 0 | 241.0505
2 | 48 | 21 | 8268.9699 | 2973.6171 | 1271.3745 | 12513.9615 | 8779.5248 | 1034.9865 | 3489.2197 | 13303.731 | 0 | 0 | 0 | 0 | -789.7695
2 | 48 | 22 | 7779.4965 | 2794.1524 | 1245.1 | 11818.7488 | 8330.8423 | 769.2314 | 3924.4456 | 13024.5193 | 0 | 0 | 0 | 0 | -1205.7705
2 | 48 | 23 | 7497.209 | 2695.5436 | 1225.3853 | 11418.1379 | 7774.7723 | 885.0464 | 4171.4499 | 12831.2686 | 0 | 0 | 0 | 0 | -1413.1307
2 | 48 | 24 | 7352.2977 | 2641.6912 | 1223.3149 | 11217.3038 | 6579.6293 | 768.2435 | 4137.0903 | 11484.9632 | 0 | 0 | 0 | 0 | -267.6594
2 | 49 | 1 | 7302.2493 | 2622.1243 | 1217.6286 | 11142.0022 | 5128.3168 | 463.561 | 3924.8774 | 9516.7551 | 0 | 0 | 0 | 0 | 1625.2471
2 | 49 | 2 | 7489.0634 | 2680.8935 | 1237.8628 | 11407.8198 | 3875.8123 | 197.6863 | 3500.7004 | 7574.199 | 0 | 0 | 0 | 0 | 3833.6208
2 | 49 | 3 | 8028.9904 | 2881.0736 | 1288.3815 | 12198.4455 | 2830.1239 | 38.1741 | 3049.5743 | 5917.8723 | 0 | 0 | 0 | 0 | 6280.5732
2 | 49 | 4 | 8963.7361 | 3276.0528 | 1370.9692 | 13610.7581 | 2206.9174 | 117.0273 | 2591.5185 | 4915.4632 | 0 | 0 | 0 | 0 | 8695.2949
2 | 49 | 5 | 9704.0667 | 3549.1291 | 1433.2937 | 14686.4895 | 2812.8973 | 1154.0807 | 1902.2965 | 5869.2744 | 0 | 0 | 0 | 0 | 8817.2151
2 | 49 | 6 | 10138.89 | 3679.0239 | 1475.6249 | 15293.5388 | 5149.2862 | 2378.7357 | 1522.0823 | 9050.1042 | 0 | 0 | 0 | 0 | 6243.4346
2 | 49 | 7 | 10348.219 | 3732.6827 | 1483.0279 | 15563.9295 | 7924.6855 | 2664.9731 | 1388.1494 | 11977.808 | 0 | 0 | 0 | 0 | 3586.1215
2 | 49 | 8 | 10475.6062 | 3768.8518 | 1489.6933 | 15734.1513 | 9321.7331 | 3372.254 | 1527.7247 | 14221.7117 | 45.9189 | 0 | 19.3766 | 65.2954 | 1447.1441
2 | 49 | 9 | 10492.5965 | 3795.8465 | 1480.4541 | 15768.8971 | 10267.9104 | 3372.254 | 1706.4791 | 15346.6435 | 1786.6621 | 580.2477 | 573.89 | 2940.7999 | -2518.5463
2 | 49 | 10 | 10495.9342 | 3803.2565 | 1477.6024 | 15776.7931 | 9998.678 | 3319.1478 | 1324.8268 | 14642.6526 | 2659.121 | 847.4122 | 1261.5763 | 4768.1095 | -3633.969
2 | 49 | 11 | 10576.1466 | 3819.025 | 1473.9684 | 15869.14 | 9523.5916 | 3328.5109 | 2283.8744 | 15135.9769 | 2542.2366 | 896.114 | 1367.1576 | 4805.5083 | -4072.3452
2 | 49 | 12 | 10599.9586 | 3822.508 | 1466.4343 | 15888.9009 | 9007.2586 | 2859.3149 | 2691.7986 | 14558.372 | 2359.9524 | 822.3655 | 1509.9711 | 4692.2891 | -3361.7602
2 | 49 | 13 | 10727.2502 | 3874.7469 | 1477.5953 | 16079.5924 | 7310.3406 | 2451.1765 | 2770.5348 | 12532.0519 | 2112.2687 | 780.621 | 1230.7717 | 4123.6615 | -576.1209
2 | 49 | 14 | 11022.7306 | 4005.5131 | 1506.4702 | 16534.7139 | 6083.5506 | 2312.8725 | 2992.7615 | 11389.1846 | 2387.782 | 800.1018 | 1381.1513 | 4569.0351 | 576.4942
2 | 49 | 15 | 11494.4054 | 4195.3237 | 1547.486 | 17237.215 | 5187.0481 | 1728.6001 | 3029.1399 | 9944.7881 | 2610.4192 | 763.9233 | 1639.8953 | 5014.2377 | 2278.1892
2 | 49 | 16 | 11688.3038 | 4300.5925 | 1573.4139 | 17562.3101 | 5012.2608 | 1089.3048 | 2734.4682 | 8836.0338 | 2615.9849 | 878.0247 | 1505.5095 | 4999.5191 | 3726.7571
2 | 49 | 17 | 11449.6529 | 4227.8314 | 1546.9841 | 17224.4684 | 5693.1627 | 1485.0535 | 2765.6096 | 9943.8257 | 1750.4836 | 519.0226 | 893.996 | 3163.5021 | 4117.1405
2 | 49 | 18 | 11003.6303 | 4080.119 | 1506.2879 | 16590.0372 | 7455.1292 | 1847.2071 | 3312.5666 | 12614.903 | 86.2718 | 112.71 | 0 | 198.9818 | 3776.1524
2 | 49 | 19 | 10397.1694 | 3853.5382 | 1447.1168 | 15697.8244 | 7520.0203 | 2342.7055 | 3141.6259 | 13004.3517 | 0 | 0 | 0 | 0 | 2693.4728
2 | 49 | 20 | 9674.9614 | 3576.0343 | 1381.7625 | 14632.7582 | 6891.1302 | 2150.8911 | 3218.5001 | 12260.5214 | 0 | 0 | 0 | 0 | 2372.2368
2 | 49 | 21 | 9034.5188 | 3312.5763 | 1329.0363 | 13676.1314 | 5573.1224 | 1738.2828 | 3050.5203 | 10361.9255 | 0 | 0 | 0 | 0 | 3314.2059
2 | 49 | 22 | 8555.7853 | 3136.9033 | 1301.7048 | 12994.3934 | 4182.5646 | 1280.0123 | 2762.3789 | 8224.9558 | 0 | 0 | 0 | 0 | 4769.4376
2 | 49 | 23 | 8263.3123 | 3030.9586 | 1281.7252 | 12575.996 | 2237.2428 | 740.5993 | 2343.9057 | 5321.7478 | 0 | 0 | 0 | 0 | 7254.2483
2 | 49 | 24 | 8121.258 | 2969.7713 | 1277.2194 | 12368.2486 | 551.8622 | 247.5843 | 1693.19 | 2492.6365 | 0 | 0 | 0 | 0 | 9875.6122
2 | 50 | 1 | 8105.6283 | 2961.0259 | 1274.3144 | 12340.9686 | 647.2451 | 40.0096 | 1205.9725 | 1893.2273 | 0 | 0 | 0 | 0 | 10447.7414
2 | 50 | 2 | 8309.8129 | 3026.3811 | 1292.2223 | 12628.4162 | 1449.8321 | 69.8442 | 1011.3011 | 2530.9774 | 0 | 0 | 0 | 0 | 10097.4388
2 | 50 | 3 | 8869.2358 | 3233.5982 | 1335.2246 | 13438.0586 | 2715.6439 | 235.9322 | 977.4896 | 3929.0657 | 0 | 0 | 0 | 0 | 9508.9929
2 | 50 | 4 | 9753.1301 | 3608.4468 | 1411.0864 | 14772.6633 | 4721.1341 | 644.064 | 1084.9681 | 6450.1662 | 0 | 0 | 0 | 0 | 8322.4971
2 | 50 | 5 | 10361.0672 | 3829.7684 | 1458.6288 | 15649.4644 | 6674.5672 | 1437.7685 | 1502.7645 | 9615.1002 | 0 | 0 | 0 | 0 | 6034.3641
2 | 50 | 6 | 10593.6858 | 3917.3613 | 1489.65 | 16000.697 | 8189.0142 | 2148.1593 | 1792.5229 | 12129.6964 | 0 | 0 | 0 | 0 | 3871.0006
2 | 50 | 7 | 10590.936 | 3963.0849 | 1490.9955 | 16045.0165 | 9318.3348 | 2355.3069 | 2342.7127 | 14016.3544 | 0 | 0 | 0 | 0 | 2028.6621
2 | 50 | 8 | 10501.1696 | 3997.3726 | 1486.0481 | 15984.5903 | 10081.3042 | 2588.372 | 3006.5958 | 15676.272 | 148.8885 | 0 | 144.6262 | 293.5147 | 14.8036
2 | 50 | 9 | 10458.2111 | 4007.6672 | 1474.2434 | 15940.1218 | 10101.0599 | 2921.3763 | 3506.559 | 16528.9953 | 1692.0414 | 591.3796 | 1138.2671 | 3421.6881 | -4010.5616
2 | 50 | 10 | 10473.3109 | 3993.615 | 1471.4431 | 15938.369 | 10241.6918 | 2759.2659 | 3125.3483 | 16126.306 | 2558.9343 | 868.2844 | 1588.1396 | 5015.3583 | -5203.2952
2 | 50 | 11 | 10553.2523 | 3984.7345 | 1467.1728 | 16005.1596 | 10156.0568 | 2760.4247 | 3381.5969 | 16298.0784 | 2433.701 | 861.327 | 1542.1419 | 4837.1699 | -5130.0887
2 | 50 | 12 | 10584.0493 | 3950.65 | 1464.864 | 15999.5633 | 10450.191 | 2937.5248 | 3815.0678 | 17202.7836 | 2102.5284 | 790.3615 | 1308.3567 | 4201.2465 | -5404.4669
2 | 50 | 13 | 10655.2728 | 3980.9533 | 1477.6119 | 16113.8381 | 10548.5994 | 2967.5086 | 4098.9261 | 17615.034 | 1721.2625 | 537.1118 | 1334.1698 | 3592.5441 | -5093.74
2 | 50 | 14 | 10922.1287 | 4066.5433 | 1510.2904 | 16498.9624 | 10652.8649 | 2832.9966 | 4098.6294 | 17584.4908 | 1999.5588 | 580.2477 | 1407.5641 | 3987.3706 | -5072.8991
2 | 50 | 15 | 11366.6289 | 4209.1394 | 1546.5421 | 17122.3105 | 10563.9639 | 2772.3052 | 4122.441 | 17458.7101 | 2099.7454 | 153.063 | 1615.8859 | 3868.6943 | -4205.0939
2 | 50 | 16 | 11463.6923 | 4257.6505 | 1563.6751 | 17285.0179 | 10434.2632 | 3145.0494 | 4217.5476 | 17796.8601 | 807.0592 | 283.8622 | 1407.3558 | 2498.2772 | -3010.1194
2 | 50 | 17 | 11179.2679 | 4155.789 | 1529.3994 | 16864.4562 | 10811.7422 | 3347.6742 | 4216.357 | 18375.7735 | 370.1341 | 293.6026 | 431.112 | 1094.8486 | -2606.1658
2 | 50 | 18 | 10744.9815 | 4005.9382 | 1483.302 | 16234.2216 | 10943.2766 | 3350.7722 | 4154.6525 | 18448.7014 | 15.3063 | 65.3996 | 0 | 80.7059 | -2295.1857
2 | 50 | 19 | 10203.0132 | 3810.1264 | 1425.0143 | 15438.1539 | 10932.5756 | 3372.2248 | 4156.292 | 18461.0924 | 0 | 0 | 0 | 0 | -3022.9384
2 | 50 | 20 | 9545.5982 | 3573.6739 | 1367.3004 | 14486.5724 | 10927.7531 | 3372.254 | 4075.2245 | 18375.2315 | 0 | 0 | 0 | 0 | -3888.6591
2 | 50 | 21 | 8895.1955 | 3320.8839 | 1312.6904 | 13528.7699 | 10842.0328 | 3372.254 | 3909.5576 | 18123.8443 | 0 | 0 | 0 | 0 | -4595.0745
2 | 50 | 22 | 8378.8442 | 3114.7414 | 1277.3441 | 12770.9296 | 10696.3939 | 3372.254 | 3948.0101 | 18016.6579 | 0 | 0 | 0 | 0 | -5245.7283
2 | 50 | 23 | 8063.0744 | 2995.3494 | 1246.8384 | 12305.2622 | 10547.2324 | 3366.9577 | 3889.6072 | 17803.7973 | 0 | 0 | 0 | 0 | -5498.5352
2 | 50 | 24 | 7849.7235 | 2917.5391 | 1229.0629 | 11996.3255 | 10450.8114 | 3367.6726 | 3691.482 | 17509.966 | 0 | 0 | 0 | 0 | -5513.6405
2 | 51 | 1 | 7757.2639 | 2878.7127 | 1224.4136 | 11860.3903 | 10515.7649 | 3360.6109 | 3479.7769 | 17356.1528 | 0 | 0 | 0 | 0 | -5495.7626
2 | 51 | 2 | 7782.194 | 2886.9588 | 1231.0943 | 11900.2472 | 10414.5263 | 3342.6017 | 3019.2476 | 16776.3756 | 0 | 0 | 0 | 0 | -4876.1284
2 | 51 | 3 | 7995.9788 | 2964.1958 | 1248.9164 | 12209.091 | 10524.7443 | 3250.152 | 2335.6322 | 16110.5286 | 0 | 0 | 0 | 0 | -3901.4375
2 | 51 | 4 | 8357.387 | 3111.2481 | 1296.5908 | 12765.2259 | 10408.6296 | 3080.7182 | 1539.0061 | 15028.3539 | 0 | 0 | 0 | 0 | -2263.1281
2 | 51 | 5 | 8696.4568 | 3253.6259 | 1347.0972 | 13297.1798 | 10111.3672 | 3257.8163 | 1013.0977 | 14382.2812 | 0 | 0 | 0 | 0 | -1085.1014
2 | 51 | 6 | 8919.238 | 3341.67 | 1385.1934 | 13646.1015 | 10541.9035 | 3265.8776 | 560.0522 | 14367.8332 | 0 | 0 | 0 | 0 | -721.7317
2 | 51 | 7 | 9008.831 | 3364.3715 | 1405.6274 | 13778.8299 | 10338.4506 | 3173.2651 | 233.5867 | 13745.3024 | 0 | 0 | 0 | 0 | 33.5275
2 | 51 | 8 | 9021.9792 | 3361.9707 | 1415.0604 | 13799.0103 | 10413.0678 | 3075.1534 | 261.9804 | 13750.2016 | 50.0933 | 12.5233 | 11.0693 | 73.686 | -24.8773
2 | 51 | 9 | 9084.5432 | 3399.8545 | 1405.8404 | 13890.2381 | 10199.447 | 3020.2019 | 610.3375 | 13829.9864 | 793.1444 | 75.14 | 167.6608 | 1035.9452 | -975.6935
2 | 51 | 10 | 9302.4532 | 3470.0034 | 1405.9644 | 14178.421 | 9612.659 | 2827.666 | 887.7711 | 13328.096 | 595.5541 | 126.6248 | 190.7534 | 912.9323 | -62.6074
2 | 51 | 11 | 9416.5992 | 3520.4563 | 1392.7995 | 14329.855 | 8980.4282 | 2565.7445 | 1282.054 | 12828.2267 | 1153.5381 | 173.9352 | 654.2789 | 1981.7521 | -480.1239
2 | 51 | 12 | 9407.1799 | 3517.6991 | 1386.0599 | 14310.9389 | 8416.2103 | 2042.293 | 1704.9328 | 12163.4361 | 1218.9377 | 258.8155 | 495.3538 | 1973.1071 | 174.3958
2 | 51 | 13 | 9490.0644 | 3539.1697 | 1390.8347 | 14420.0688 | 8022.9656 | 1595.9431 | 1510.8962 | 11129.8049 | 1303.818 | 480.0611 | 721.8573 | 2505.7364 | 784.5276
2 | 51 | 14 | 9763.2012 | 3631.077 | 1414.7493 | 14809.0275 | 8164.2874 | 1451.2369 | 1926.9602 | 11542.4845 | 1406.7877 | 524.5885 | 755.9105 | 2687.2867 | 579.2563
2 | 51 | 15 | 10227.3501 | 3772.5079 | 1460.1013 | 15459.9593 | 8316.0584 | 1549.8368 | 2145.9377 | 12011.8329 | 1398.4388 | 587.2051 | 480.235 | 2465.879 | 982.2474
2 | 51 | 16 | 10334.3004 | 3812.4246 | 1471.7089 | 15618.434 | 9361.6818 | 1635.7171 | 2393.3804 | 13390.7793 | 1807.5343 | 706.8726 | 624.4535 | 3138.8604 | -911.2058
2 | 51 | 17 | 10092.605 | 3726.0018 | 1445.8587 | 15264.4655 | 10003.3577 | 2226.7332 | 2766.8207 | 14996.9116 | 1391.4814 | 446.6655 | 413.8697 | 2252.0166 | -1984.4627
2 | 51 | 18 | 9796.4494 | 3623.2854 | 1419.0995 | 14838.8343 | 10474.3374 | 3287.5876 | 2845.2237 | 16607.1487 | 154.4544 | 105.7526 | 0 | 260.207 | -2028.5215
2 | 51 | 19 | 9421.6013 | 3484.3736 | 1374.8735 | 14280.8484 | 10753.135 | 3350.075 | 2898.1317 | 17001.3417 | 0 | 0 | 0 | 0 | -2720.4932
2 | 51 | 20 | 8922.4694 | 3309.4079 | 1333.9286 | 13565.8059 | 10776.7658 | 3365.76 | 2910.6406 | 17053.1664 | 0 | 0 | 0 | 0 | -3487.3605
2 | 51 | 21 | 8424.0316 | 3117.3152 | 1293.4464 | 12834.7933 | 10702.1173 | 3267.9749 | 2767.8541 | 16737.9463 | 0 | 0 | 0 | 0 | -3903.1531
2 | 51 | 22 | 8006.558 | 2947.9226 | 1267.0531 | 12221.5337 | 10630.1436 | 3058.8771 | 2647.9052 | 16336.926 | 0 | 0 | 0 | 0 | -4115.3923
2 | 51 | 23 | 7752.2344 | 2840.8154 | 1246.7689 | 11839.8187 | 10525.7024 | 3004.7561 | 2544.8551 | 16075.3136 | 0 | 0 | 0 | 0 | -4235.4949
2 | 51 | 24 | 7590.2374 | 2782.1573 | 1234.973 | 11607.3677 | 10514.4477 | 3022.0226 | 2327.1473 | 15863.6176 | 0 | 0 | 0 | 0 | -4256.25
2 | 52 | 1 | 7519.6746 | 2754.0921 | 1231.3146 | 11505.0813 | 10579.5769 | 3196.6666 | 2038.9743 | 15815.2178 | 0 | 0 | 0 | 0 | -4310.1365
2 | 52 | 2 | 7548.6865 | 2768.4948 | 1240.3557 | 11557.5371 | 10619.3323 | 3203.0136 | 1890.4115 | 15712.7574 | 0 | 0 | 0 | 0 | -4155.2203
2 | 52 | 3 | 7725.0093 | 2842.152 | 1253.7673 | 11820.9285 | 10636.6124 | 3019.8059 | 1993.3295 | 15649.7477 | 0 | 0 | 0 | 0 | -3828.8192
2 | 52 | 4 | 8068.9978 | 2961.3298 | 1293.0237 | 12323.3513 | 10630.0504 | 3160.4441 | 2166.7491 | 15957.2436 | 0 | 0 | 0 | 0 | -3633.8922
2 | 52 | 5 | 8498.1133 | 3118.1648 | 1344.5332 | 12960.8114 | 10680.9584 | 3219.9868 | 2217.764 | 16118.7092 | 0 | 0 | 0 | 0 | -3157.8978
2 | 52 | 6 | 9089.9865 | 3346.9266 | 1403.2985 | 13840.2116 | 10725.1563 | 3307.512 | 2331.6835 | 16364.3518 | 0 | 0 | 0 | 0 | -2524.1401
2 | 52 | 7 | 9630.6703 | 3549.4879 | 1443.9027 | 14624.0609 | 10720.0489 | 3288.2918 | 2826.5551 | 16834.8958 | 0 | 0 | 0 | 0 | -2210.835
2 | 52 | 8 | 10006.4399 | 3688.4047 | 1473.1084 | 15167.953 | 10717.6705 | 3285.6071 | 3195.085 | 17198.3626 | 193.4159 | 19.4807 | 227.24 | 440.1366 | -2470.5462
2 | 52 | 9 | 10249.2353 | 3780.7856 | 1489.8178 | 15519.8388 | 10654.8557 | 3301.1847 | 3392.3838 | 17348.4242 | 674.8685 | 260.207 | 920.58 | 1855.6555 | -3684.241
2 | 52 | 10 | 10357.9185 | 3794.2575 | 1492.4084 | 15644.5844 | 10562.2306 | 3345.1647 | 3444.3186 | 17351.714 | 695.7407 | 84.8804 | 975.7438 | 1756.3648 | -3463.4944
2 | 52 | 11 | 10346.9347 | 3784.8276 | 1486.9454 | 15618.7078 | 10300.604 | 3345.6656 | 3385.7016 | 17031.9712 | 759.7489 | 200.3733 | 839.9783 | 1800.1004 | -3213.3639
2 | 52 | 12 | 10293.9631 | 3753.936 | 1481.5985 | 15529.4976 | 10123.3434 | 3318.8083 | 3389.7238 | 16831.8755 | 1237.027 | 262.99 | 1247.4187 | 2747.4357 | -4049.8136
2 | 52 | 13 | 10338.0674 | 3726.2569 | 1483.0834 | 15547.4077 | 10131.6597 | 3076.8505 | 3486.205 | 16694.7152 | 1404.0048 | 619.2092 | 1139.7003 | 3162.9143 | -4310.2218
2 | 52 | 14 | 10560.4275 | 3791.6899 | 1515.2048 | 15867.3222 | 10108.8011 | 2732.3004 | 3594.5816 | 16435.683 | 1442.9662 | 610.8603 | 1240.6905 | 3294.5171 | -3862.8779
2 | 52 | 15 | 10969.8717 | 3966.8666 | 1552.1753 | 16488.9136 | 10205.5703 | 2691.8521 | 3995.2084 | 16892.6308 | 1685.0839 | 769.4892 | 1396.6406 | 3851.2137 | -4254.9309
2 | 52 | 16 | 11027.9674 | 4040.4514 | 1551.5768 | 16619.9955 | 9852.5577 | 2891.2471 | 3741.365 | 16485.1698 | 2051.0436 | 772.2722 | 1277.832 | 4101.1478 | -3966.3221
2 | 52 | 17 | 10721.0721 | 3956.7203 | 1510.6119 | 16188.4043 | 10693.9424 | 2983.3155 | 4263.3913 | 17940.6492 | 1550.1103 | 573.2903 | 551.7423 | 2675.1429 | -4427.3878
2 | 52 | 18 | 10273.9897 | 3817.6254 | 1457.5826 | 15549.1978 | 10926.6699 | 3301.5419 | 4158.1535 | 18386.3653 | 210.1137 | 130.7992 | 4.1744 | 345.0874 | -3182.2549
2 | 52 | 19 | 9680.6468 | 3595.7467 | 1391.2868 | 14667.6803 | 10783.1233 | 3262.0609 | 4113.8856 | 18159.0697 | 0 | 0 | 0 | 0 | -3491.3894
2 | 52 | 20 | 9025.1782 | 3349.2532 | 1332.7899 | 13707.2214 | 10205.1935 | 3371.6647 | 4131.9676 | 17708.8258 | 0 | 0 | 0 | 0 | -4001.6045
2 | 52 | 21 | 8450.2966 | 3121.2324 | 1286.6102 | 12858.1392 | 10187.9366 | 3366.8183 | 4092.5029 | 17647.2578 | 0 | 0 | 0 | 0 | -4789.1186
2 | 52 | 22 | 8034.4362 | 2961.448 | 1267.2075 | 12263.0917 | 10084.4604 | 2851.2529 | 4196.1769 | 17131.8902 | 0 | 0 | 0 | 0 | -4868.7985
2 | 52 | 23 | 7779.3209 | 2866.0768 | 1244.2529 | 11889.6506 | 10081.6584 | 3370.3135 | 4183.496 | 17635.468 | 0 | 0 | 0 | 0 | -5745.8174
2 | 52 | 24 | 7661.3503 | 2819.9309 | 1238.9863 | 11720.2674 | 10510.072 | 3372.254 | 4084.7588 | 17967.0848 | 0 | 0 | 0 | 0 | -6246.8173
2 | 53 | 1 | 7661.3619 | 2812.4405 | 1236.9443 | 11710.7466 | 10660.0732 | 3372.254 | 3895.1223 | 17927.4495 | 0 | 0 | 0 | 0 | -6216.7029
2 | 53 | 2 | 7889.802 | 2880.2234 | 1254.8312 | 12024.8566 | 10612.7202 | 3334.4262 | 3538.5808 | 17485.7273 | 0 | 0 | 0 | 0 | -5460.8707
2 | 53 | 3 | 8532.0887 | 3108.2733 | 1313.3149 | 12953.6768 | 10339.7527 | 3176.1021 | 3462.9193 | 16978.7741 | 0 | 0 | 0 | 0 | -4025.0973
2 | 53 | 4 | 9566.067 | 3500.7438 | 1408.3651 | 14475.1759 | 10023.0237 | 3090.1556 | 3212.9541 | 16326.1334 | 0 | 0 | 0 | 0 | -1850.9575
2 | 53 | 5 | 10142.7112 | 3727.3496 | 1451.5383 | 15321.599 | 9661.3307 | 2965.9874 | 2896.5144 | 15523.8325 | 0 | 0 | 0 | 0 | -202.2335
2 | 53 | 6 | 10244.0564 | 3787.4223 | 1478.223 | 15509.7018 | 8466.2395 | 2418.8075 | 2401.1521 | 13286.1991 | 0 | 0 | 0 | 0 | 2223.5027
2 | 53 | 7 | 10292.1604 | 3800.9395 | 1481.8114 | 15574.9114 | 7221.3188 | 2567.0599 | 2348.3985 | 12136.7772 | 0 | 0 | 0 | 0 | 3438.1342
2 | 53 | 8 | 10262.8237 | 3799.1249 | 1469.6724 | 15531.6209 | 5481.2274 | 2500.8958 | 2794.4223 | 10776.5455 | 62.6167 | 0 | 162.2987 | 224.9154 | 4530.16
2 | 53 | 9 | 10138.9135 | 3736.2801 | 1437.3217 | 15312.5152 | 3105.8189 | 2273.4199 | 2095.2174 | 7474.4561 | 333.9555 | 27.8296 | 528.5945 | 890.3796 | 6947.6795
2 | 53 | 10 | 9947.6196 | 3656.8247 | 1419.1121 | 15023.5564 | 2330.7628 | 1525.7722 | 1365.1614 | 5221.6963 | 701.3066 | 98.7952 | 1134.9841 | 1935.0859 | 7866.7741
2 | 53 | 11 | 9786.6341 | 3588.5326 | 1406.5245 | 14781.6912 | 1301.8864 | 1251.2757 | 773.4356 | 3326.5977 | 635.907 | 58.4422 | 1069.7557 | 1764.1049 | 9690.9886
2 | 53 | 12 | 9657.8146 | 3536.3672 | 1396.0413 | 14590.2231 | 1205.9355 | 1110.9301 | 634.968 | 2951.8337 | 589.9881 | 72.357 | 852.5179 | 1514.8631 | 10123.5263
2 | 53 | 13 | 9769.9104 | 3589.7217 | 1406.2215 | 14765.8536 | 757.8406 | 902.9112 | 616.8959 | 2277.6477 | 510.6737 | 70.9655 | 781.4691 | 1363.1083 | 11125.0976
2 | 53 | 14 | 10200.7182 | 3712.1166 | 1447.4231 | 15360.2578 | 924.8854 | 927.5411 | 512.0494 | 2364.476 | 546.8522 | 59.8337 | 937.0024 | 1543.6883 | 11452.0936
2 | 53 | 15 | 10941.5435 | 3932.9413 | 1510.1343 | 16384.6192 | 1064.315 | 1510.8855 | 495.6151 | 3070.8156 | 545.4607 | 47.3104 | 778.3201 | 1371.0911 | 11942.7124
2 | 53 | 16 | 11448.6813 | 4180.1523 | 1555.6681 | 17184.5017 | 1033.1273 | 1244.7021 | 606.542 | 2884.3713 | 431.3592 | 29.2211 | 716.0576 | 1176.6379 | 13123.4924
2 | 53 | 17 | 11258.5472 | 4122.3973 | 1525.1038 | 16906.0483 | 1136.4263 | 984.2682 | 755.9663 | 2876.6608 | 303.3429 | 18.0893 | 454.0306 | 775.4628 | 13253.9246
2 | 53 | 18 | 10811.2117 | 3999.575 | 1477.8744 | 16288.661 | 1096.3515 | 684.5828 | 925.0674 | 2706.0017 | 27.8296 | 0 | 19.4807 | 47.3104 | 13535.349
2 | 53 | 19 | 10185.0457 | 3785.7375 | 1414.7793 | 15385.5626 | 1017.7606 | 572.4218 | 1311.9122 | 2902.0945 | 0 | 0 | 0 | 0 | 12483.468
2 | 53 | 20 | 9430.8261 | 3511.7296 | 1350.7874 | 14293.3431 | 1279.7822 | 451.0398 | 1803.6519 | 3534.474 | 0 | 0 | 0 | 0 | 10758.8691
2 | 53 | 21 | 8762.0561 | 3252.233 | 1303.3754 | 13317.6645 | 1610.8876 | 434.1515 | 1874.5554 | 3919.5945 | 0 | 0 | 0 | 0 | 9398.07
2 | 53 | 22 | 8339.9254 | 3092.3149 | 1279.5141 | 12711.7544 | 1632.0433 | 430.2543 | 1666.6463 | 3728.9439 | 0 | 0 | 0 | 0 | 8982.8105
2 | 53 | 23 | 8092.5114 | 3012.8467 | 1255.1228 | 12360.4809 | 1535.5429 | 496.1321 | 1332.6369 | 3364.3119 | 0 | 0 | 0 | 0 | 8996.169
2 | 53 | 24 | 7978.6719 | 2972.5286 | 1243.9334 | 12195.1339 | 986.3681 | 514.2569 | 1330.0093 | 2830.6342 | 0 | 0 | 0 | 0 | 9364.4997
2 | 54 | 1 | 7980.844 | 2963.7153 | 1242.522 | 12187.0813 | 788.7456 | 425.8005 | 1233.7753 | 2448.3214 | 0 | 0 | 0 | 0 | 9738.7599
2 | 54 | 2 | 8213.7527 | 3039.9076 | 1268.042 | 12521.7023 | 636.5719 | 402.8431 | 1143.9991 | 2183.4141 | 0 | 0 | 0 | 0 | 10338.2882
2 | 54 | 3 | 8866.0027 | 3282.6377 | 1325.6005 | 13474.2408 | 803.7406 | 377.736 | 1013.3642 | 2194.8408 | 0 | 0 | 0 | 0 | 11279.4
2 | 54 | 4 | 9873.9968 | 3663.7442 | 1418.6649 | 14956.4059 | 915.1646 | 398.9 | 757.1496 | 2071.2142 | 0 | 0 | 0 | 0 | 12885.1917
2 | 54 | 5 | 10266.2683 | 3831.3128 | 1460.0763 | 15557.6574 | 1059.4869 | 411.6172 | 448.8595 | 1919.9636 | 0 | 0 | 0 | 0 | 13637.6938
2 | 54 | 6 | 10110.4966 | 3777.6584 | 1475.9691 | 15364.1241 | 1482.8145 | 501.6139 | 287.5488 | 2271.9771 | 0 | 0 | 0 | 0 | 13092.147
2 | 54 | 7 | 9849.945 | 3671.6047 | 1462.1574 | 14983.7071 | 2210.8373 | 537.3187 | 247.853 | 2996.009 | 0 | 0 | 0 | 0 | 11987.698
2 | 54 | 8 | 9632.4659 | 3592.6607 | 1446.1413 | 14671.2679 | 2954.8386 | 728.4159 | 282.207 | 3965.4615 | 345.0874 | 30.6126 | 253.8031 | 629.5031 | 10076.3033
2 | 54 | 9 | 9463.3778 | 3518.075 | 1423.0058 | 14404.4586 | 2895.2569 | 519.9981 | 475.7798 | 3891.0349 | 1118.751 | 431.3592 | 1115.5242 | 2665.6345 | 7847.7893
2 | 54 | 10 | 9329.8548 | 3463.861 | 1404.9722 | 14198.688 | 3099.2716 | 547.485 | 643.7507 | 4290.5074 | 1430.4429 | 219.8541 | 1530.01 | 3180.307 | 6727.8737
2 | 54 | 11 | 9312.2209 | 3440.2169 | 1398.3761 | 14150.814 | 4015.1395 | 715.3439 | 546.1958 | 5276.6792 | 1547.3273 | 172.5437 | 1405.7976 | 3125.6686 | 5748.4662
2 | 54 | 12 | 9316.3801 | 3425.0478 | 1391.277 | 14132.7048 | 4817.1951 | 678.7388 | 612.4822 | 6108.4161 | 1115.9681 | 96.0122 | 1275.2528 | 2487.2331 | 5537.0556
2 | 54 | 13 | 9519.447 | 3454.7819 | 1407.7613 | 14381.9902 | 5393.5929 | 703.2447 | 815.7001 | 6912.5376 | 822.3655 | 109.927 | 916.6465 | 1848.9391 | 5620.5136
2 | 54 | 14 | 10011.1655 | 3594.2337 | 1442.833 | 15048.2322 | 5886.5323 | 974.0277 | 1150.8583 | 8011.4183 | 507.8907 | 61.2252 | 778.7114 | 1347.8273 | 5688.9866
2 | 54 | 15 | 10730.9835 | 3841.4724 | 1506.694 | 16079.1499 | 6893.1641 | 1591.1335 | 1508.7974 | 9993.095 | 297.777 | 57.0507 | 467.045 | 821.8727 | 5264.1822
2 | 54 | 16 | 11244.1757 | 4090.4804 | 1548.7261 | 16883.3821 | 8311.5528 | 1371.182 | 2166.558 | 11849.2928 | 182.2841 | 48.7018 | 245.3917 | 476.3776 | 4557.7117
2 | 54 | 17 | 11080.7134 | 4056.3654 | 1519.6512 | 16656.73 | 9466.4468 | 1365.0156 | 2769.7647 | 13601.2271 | 94.6207 | 13.9148 | 247.5288 | 356.0643 | 2699.4386
2 | 54 | 18 | 10681.8993 | 3931.0522 | 1477.9207 | 16090.8721 | 9767.8037 | 1789.988 | 3511.787 | 15069.5787 | 6.9574 | 0 | 2.783 | 9.7404 | 1011.5531
2 | 54 | 19 | 10080.5956 | 3714.2812 | 1410.3353 | 15205.2121 | 9891.2795 | 1848.4683 | 3695.6224 | 15435.3703 | 0 | 0 | 0 | 0 | -230.1582
2 | 54 | 20 | 9337.4189 | 3442.6986 | 1347.5339 | 14127.6514 | 9103.6058 | 1817.4518 | 3385.0299 | 14306.0875 | 0 | 0 | 0 | 0 | -178.4361
2 | 54 | 21 | 8654.6307 | 3192.3377 | 1290.9242 | 13137.8925 | 9095.0012 | 1281.3972 | 4076.0219 | 14452.4203 | 0 | 0 | 0 | 0 | -1314.5278
2 | 54 | 22 | 8197.856 | 3024.3907 | 1266.4031 | 12488.6497 | 8764.2044 | 986.5176 | 3888.8429 | 13639.5648 | 0 | 0 | 0 | 0 | -1150.9151
2 | 54 | 23 | 7943.7278 | 2936.6315 | 1245.6313 | 12125.9906 | 9126.9492 | 1256.8554 | 4126.3055 | 14510.1101 | 0 | 0 | 0 | 0 | -2384.1194
2 | 54 | 24 | 7802.6292 | 2889.0611 | 1239.1281 | 11930.8184 | 9490.3379 | 2282.2865 | 4263.3913 | 16036.0157 | 0 | 0 | 0 | 0 | -4105.1973
2 | 55 | 1 | 7778.7179 | 2891.1185 | 1229.5982 | 11899.4346 | 10082.85 | 3341.2392 | 4263.3913 | 17687.4805 | 0 | 0 | 0 | 0 | -5788.0459
2 | 55 | 2 | 7977.3725 | 2961.5724 | 1262.3489 | 12201.2938 | 9273.3233 | 3311.0182 | 4261.8179 | 16846.1594 | 0 | 0 | 0 | 0 | -4644.8656
2 | 55 | 3 | 8590.5699 | 3186.296 | 1311.4815 | 13088.3474 | 8688.8485 | 3303.7546 | 4000.764 | 15993.367 | 0 | 0 | 0 | 0 | -2905.0196
2 | 55 | 4 | 9570.7982 | 3565.638 | 1398.2404 | 14534.6767 | 8710.8135 | 3293.9415 | 4085.6611 | 16090.4161 | 0 | 0 | 0 | 0 | -1555.7394
2 | 55 | 5 | 10041.236 | 3748.4721 | 1444.837 | 15234.545 | 8261.8768 | 2673.089 | 4064.3942 | 14999.36 | 0 | 0 | 0 | 0 | 235.1851
2 | 55 | 6 | 9939.1749 | 3720.2917 | 1469.4263 | 15128.8929 | 9368.6386 | 2702.603 | 3933.2993 | 16004.5409 | 0 | 0 | 0 | 0 | -875.648
2 | 55 | 7 | 9680.5643 | 3626.4375 | 1455.5057 | 14762.5075 | 9369.2836 | 2823.5625 | 3575.3683 | 15768.2144 | 0 | 0 | 0 | 0 | -1005.7069
2 | 55 | 8 | 9466.2896 | 3547.8749 | 1439.539 | 14453.7035 | 9610.5039 | 3351.798 | 3351.7023 | 16314.0041 | 382.6574 | 112.71 | 287.4487 | 782.8161 | -2643.1167
2 | 55 | 9 | 9341.2111 | 3482.7558 | 1416.6451 | 14240.6119 | 9498.0674 | 3158.5981 | 3546.6869 | 16203.3524 | 1875.7169 | 598.337 | 764.831 | 3238.885 | -5201.6255
2 | 55 | 10 | 9223.718 | 3428.6312 | 1414.234 | 14066.5833 | 9305.7949 | 2885.2027 | 3390.9735 | 15581.971 | 2570.0661 | 837.6718 | 1042.2938 | 4450.0318 | -5965.4195
2 | 55 | 11 | 9276.4237 | 3401.4953 | 1402.3348 | 14080.2538 | 8317.5242 | 2511.1666 | 3311.7953 | 14140.4861 | 2471.271 | 834.8889 | 1246.395 | 4552.5549 | -4612.7871
2 | 55 | 12 | 9332.3723 | 3400.8523 | 1386.3529 | 14119.5775 | 7293.5797 | 2083.2827 | 3392.1829 | 12769.0453 | 2191.5832 | 683.2174 | 1433.1733 | 4307.9739 | -2957.4417
2 | 55 | 13 | 9554.3126 | 3456.2797 | 1403.8298 | 14414.4221 | 5887.9877 | 1713.2712 | 3372.8159 | 10974.0748 | 1644.731 | 431.3592 | 878.6734 | 2954.7637 | 485.5836
2 | 55 | 14 | 9986.8395 | 3615.6546 | 1434.6615 | 15037.1557 | 5081.3021 | 1684.9828 | 3413.0427 | 10179.3276 | 1117.3595 | 363.1767 | 1096.3814 | 2576.9175 | 2280.9105
2 | 55 | 15 | 10631.0417 | 3834.4995 | 1489.3328 | 15954.8739 | 4548.7576 | 1095.0606 | 3428.2559 | 9072.0741 | 1070.0492 | 445.274 | 1200.68 | 2716.0033 | 4166.7966
2 | 55 | 16 | 11035.6551 | 4035.6946 | 1528.0438 | 16599.3935 | 4618.4455 | 1231.9249 | 3549.7408 | 9400.1112 | 1032.4792 | 333.9555 | 1386.8124 | 2753.2471 | 4446.0352
2 | 55 | 17 | 10831.7431 | 3986.6069 | 1508.5137 | 16326.8637 | 4856.6729 | 1576.9207 | 4035.94 | 10469.5336 | 310.3003 | 171.1522 | 576.5507 | 1058.0033 | 4799.3268
2 | 55 | 18 | 10384.8238 | 3844.9127 | 1467.8232 | 15697.5597 | 4679.471 | 1660.9985 | 4143.0596 | 10483.529 | 23.6552 | 19.4807 | 23.6552 | 66.7911 | 5147.2395
2 | 55 | 19 | 9779.0347 | 3620.4477 | 1397.9906 | 14797.473 | 5267.6925 | 1136.6608 | 3566.12 | 9970.4733 | 0 | 0 | 0 | 0 | 4826.9997
2 | 55 | 20 | 9014.1776 | 3340.3146 | 1331.6666 | 13686.1587 | 5750.6748 | 1235.0355 | 3538.3012 | 10524.0115 | 0 | 0 | 0 | 0 | 3162.1472
2 | 55 | 21 | 8341.3361 | 3081.5754 | 1276.6058 | 12699.5173 | 5958.3967 | 936.1853 | 3714.2313 | 10608.8133 | 0 | 0 | 0 | 0 | 2090.704
2 | 55 | 22 | 7870.8713 | 2904.172 | 1249.8337 | 12024.877 | 6056.4127 | 2175.4665 | 3521.2643 | 11753.1435 | 0 | 0 | 0 | 0 | 271.7335
2 | 55 | 23 | 7597.1586 | 2808.033 | 1225.8225 | 11631.0142 | 5700.3065 | 2196.408 | 3504.5432 | 11401.2577 | 0 | 0 | 0 | 0 | 229.7565
2 | 55 | 24 | 7450.114 | 2759.7985 | 1212.5538 | 11422.4662 | 5628.7962 | 2191.0133 | 3148.4939 | 10968.3034 | 0 | 0 | 0 | 0 | 454.1628
2 | 56 | 1 | 7439.4907 | 2757.5397 | 1210.2221 | 11407.2525 | 5474.68 | 2434.8425 | 2822.3209 | 10731.8434 | 0 | 0 | 0 | 0 | 675.4092
2 | 56 | 2 | 7653.0708 | 2828.9705 | 1231.7307 | 11713.7721 | 5937.0356 | 2269.3064 | 3045.2779 | 11251.6199 | 0 | 0 | 0 | 0 | 462.1522
2 | 56 | 3 | 8276.159 | 3058.7783 | 1290.6004 | 12625.5378 | 6626.8722 | 2230.7191 | 3172.6924 | 12030.2836 | 0 | 0 | 0 | 0 | 595.2541
2 | 56 | 4 | 9264.1557 | 3437.257 | 1383.4883 | 14084.9011 | 7624.6235 | 2637.0291 | 3305.414 | 13567.0666 | 0 | 0 | 0 | 0 | 517.8345
2 | 56 | 5 | 9733.4375 | 3632.1046 | 1423.9322 | 14789.4744 | 8129.2053 | 2828.7592 | 2597.3152 | 13555.2797 | 0 | 0 | 0 | 0 | 1234.1946
2 | 56 | 6 | 9721.0898 | 3647.8877 | 1453.351 | 14822.3284 | 8471.1381 | 2695.0495 | 2121.3019 | 13287.4895 | 0 | 0 | 0 | 0 | 1534.8389
2 | 56 | 7 | 9583.7504 | 3610.2468 | 1455.2024 | 14649.1996 | 9081.1542 | 2654.0848 | 2131.9914 | 13867.2303 | 0 | 0 | 0 | 0 | 781.9693
2 | 56 | 8 | 9429.7625 | 3530.5536 | 1448.8055 | 14409.1216 | 9465.9571 | 2620.3387 | 1990.1774 | 14076.4733 | 38.9615 | 0 | 184.5833 | 223.5448 | 109.1036
2 | 56 | 9 | 9327.7256 | 3486.0111 | 1423.4206 | 14237.1572 | 9780.3538 | 2578.6247 | 1961.952 | 14320.9305 | 180.8926 | 4.1744 | 410.2904 | 595.3575 | -679.1308
2 | 56 | 10 | 9301.3549 | 3496.1607 | 1397.8231 | 14195.3386 | 10274.6703 | 2664.0029 | 2002.0416 | 14940.7148 | 192.0244 | 34.787 | 391.7011 | 618.5126 | -1363.8888
2 | 56 | 11 | 9500.6899 | 3497.4645 | 1398.3618 | 14396.5161 | 9910.9041 | 2935.0114 | 2079.4047 | 14925.3203 | 339.5215 | 38.9615 | 633.3977 | 1011.8806 | -1540.6847
2 | 56 | 12 | 9505.4007 | 3479.9821 | 1395.0035 | 14380.3863 | 9945.3202 | 3227.5715 | 2133.5606 | 15306.4523 | 445.2741 | 41.7444 | 650.5746 | 1137.5931 | -2063.6591
2 | 56 | 13 | 9594.2947 | 3507.5858 | 1410.9284 | 14512.8089 | 9619.5083 | 2633.2751 | 2275.0065 | 14527.7899 | 517.6311 | 54.2678 | 769.9295 | 1341.8283 | -1356.8094
2 | 56 | 14 | 9935.539 | 3624.4029 | 1441.1966 | 15001.1385 | 9488.6076 | 2433.5305 | 2513.3281 | 14435.4662 | 421.6189 | 44.5274 | 606.6931 | 1072.8394 | -507.1671
2 | 56 | 15 | 10566.5601 | 3828.9362 | 1495.7646 | 15891.2608 | 9530.4618 | 2399.0521 | 2873.0564 | 14802.5703 | 282.4707 | 23.6552 | 372.1832 | 678.3091 | 410.3814
2 | 56 | 16 | 10948.1279 | 3979.2008 | 1534.3791 | 16461.7077 | 9242.3214 | 2044.4595 | 2838.4815 | 14125.2624 | 178.1096 | 40.353 | 231.0439 | 449.5065 | 1886.9389
2 | 56 | 17 | 10769.2686 | 3924.0907 | 1521.6505 | 16215.0098 | 9328.6264 | 2145.605 | 2658.0488 | 14132.2803 | 93.2293 | 33.3956 | 77.4021 | 204.0269 | 1878.7027
2 | 56 | 18 | 10383.3975 | 3795.2492 | 1478.3779 | 15657.0246 | 8402.9354 | 2291.1815 | 3001.9714 | 13696.0883 | 12.5233 | 2.783 | 4.1744 | 19.4807 | 1941.4556
2 | 56 | 19 | 9813.779 | 3585.8632 | 1410.366 | 14810.0081 | 7257.2585 | 1975.9589 | 3169.9434 | 12403.1608 | 0 | 0 | 0 | 0 | 2406.8473
2 | 56 | 20 | 9112.4448 | 3314.5186 | 1345.1716 | 13772.135 | 6296.0617 | 1561.3995 | 3032.3779 | 10889.8391 | 0 | 0 | 0 | 0 | 2882.2959
2 | 56 | 21 | 8463.2339 | 3074.0219 | 1291.3522 | 12828.608 | 5419.804 | 1325.998 | 2774.6064 | 9520.4083 | 0 | 0 | 0 | 0 | 3308.1996
2 | 56 | 22 | 8002.5246 | 2906.4106 | 1264.6468 | 12173.5821 | 4727.8671 | 919.9233 | 2476.4722 | 8124.2626 | 0 | 0 | 0 | 0 | 4049.3195
2 | 56 | 23 | 7753.2533 | 2824.473 | 1242.2978 | 11820.0241 | 4593.5421 | 614.3823 | 2376.332 | 7584.2564 | 0 | 0 | 0 | 0 | 4235.7677
2 | 56 | 24 | 7646.9599 | 2788.5787 | 1230.4337 | 11665.9723 | 4339.5197 | 392.1699 | 2393.173 | 7124.8626 | 0 | 0 | 0 | 0 | 4541.1097
2 | 57 | 1 | 7640.5116 | 2791.2869 | 1231.1363 | 11662.9348 | 3801.2277 | 448.4429 | 2297.7941 | 6547.4648 | 0 | 0 | 0 | 0 | 5115.47
2 | 57 | 2 | 7856.5341 | 2870.371 | 1252.3853 | 11979.2904 | 3307.6127 | 569.2928 | 2387.2132 | 6264.1187 | 0 | 0 | 0 | 0 | 5715.1717
2 | 57 | 3 | 8477.2295 | 3097.6403 | 1304.6609 | 12879.5308 | 3385.6426 | 682.7718 | 2233.3298 | 6301.7442 | 0 | 0 | 0 | 0 | 6577.7866
2 | 57 | 4 | 9533.9565 | 3484.3028 | 1403.4707 | 14421.73 | 4036.834 | 965.9203 | 1924.8538 | 6927.6081 | 0 | 0 | 0 | 0 | 7494.1218
2 | 57 | 5 | 10286.3878 | 3775.1785 | 1462.7991 | 15524.3653 | 5466.2828 | 1208.0909 | 1862.8357 | 8537.2094 | 0 | 0 | 0 | 0 | 6987.1559
2 | 57 | 6 | 10760.3108 | 3936.0616 | 1503.4815 | 16199.8539 | 5974.6876 | 1759.5179 | 1777.2726 | 9511.478 | 0 | 0 | 0 | 0 | 6688.3759
2 | 57 | 7 | 11041.2883 | 4021.3905 | 1514.5261 | 16577.2049 | 6977.4202 | 2318.626 | 1565.0834 | 10861.1297 | 0 | 0 | 0 | 0 | 5716.0751
2 | 57 | 8 | 11162.7613 | 4064.7306 | 1513.3189 | 16740.8108 | 7500.8681 | 2256.9135 | 1714.5813 | 11472.3629 | 283.8622 | 26.4381 | 226.9691 | 537.2695 | 4731.1785
2 | 57 | 9 | 11187.6062 | 4074.9366 | 1498.7519 | 16761.2947 | 7355.3305 | 2578.7096 | 1755.4668 | 11689.5069 | 993.5177 | 134.9737 | 815.4063 | 1943.8977 | 3127.8901
2 | 57 | 10 | 11136.2758 | 4051.3367 | 1485.3206 | 16672.9331 | 6570.588 | 2361.2897 | 1806.9331 | 10738.8108 | 957.3392 | 322.8237 | 1191.956 | 2472.1189 | 3462.0034
2 | 57 | 11 | 11006.8818 | 4031.9221 | 1475.0132 | 16513.817 | 5894.1825 | 1765.5132 | 1831.9375 | 9491.6333 | 1138.2318 | 178.1096 | 1179.7616 | 2496.103 | 4526.0807
2 | 57 | 12 | 10810.537 | 3986.4177 | 1466.8163 | 16263.7709 | 5631.8579 | 1430.7174 | 1887.7625 | 8950.3378 | 1257.8991 | 286.6452 | 1316.4348 | 2860.9791 | 4452.454
2 | 57 | 13 | 10724.6356 | 3976.2115 | 1465.7035 | 16166.5506 | 5931.5025 | 1207.6901 | 2359.956 | 9499.1487 | 1241.2014 | 492.5844 | 1232.9042 | 2966.69 | 3700.7119
2 | 57 | 14 | 10824.1728 | 4034.8858 | 1479.9261 | 16338.9846 | 6367.2685 | 1229.1358 | 2978.8792 | 10575.2835 | 1519.4976 | 396.5722 | 1587.1648 | 3503.2347 | 2260.4665
2 | 57 | 15 | 11091.7385 | 4156.233 | 1512.9674 | 16760.939 | 7355.4211 | 1383.4898 | 3406.6368 | 12145.5477 | 1719.871 | 651.2133 | 1592.1936 | 3963.2778 | 652.1134
2 | 57 | 16 | 11004.5447 | 4218.4049 | 1535.1091 | 16758.0587 | 8620.6027 | 1705.4662 | 4069.4237 | 14395.4926 | 2316.8165 | 630.3411 | 1708.8652 | 4656.0228 | -2293.4568
2 | 57 | 17 | 10488.3417 | 4114.6195 | 1505.0046 | 16107.9659 | 9364.8374 | 2054.2941 | 4085.3787 | 15504.5101 | 1868.7595 | 374.3085 | 1152.682 | 3395.75 | -2792.2942
2 | 57 | 18 | 10076.1263 | 3952.8991 | 1465.173 | 15494.1984 | 10325.351 | 2931.1242 | 4080.0469 | 17336.5221 | 389.6148 | 93.2293 | 125.2333 | 608.0774 | -2450.401
2 | 57 | 19 | 9565.0421 | 3757.021 | 1418.8695 | 14740.9325 | 10727.8523 | 2947.9985 | 3584.3058 | 17260.1567 | 0 | 0 | 0 | 0 | -2519.2241
2 | 57 | 20 | 8996.09 | 3527.4886 | 1363.4415 | 13887.0201 | 10307.0218 | 3372.254 | 3902.1773 | 17581.4531 | 0 | 0 | 0 | 0 | -3694.433
2 | 57 | 21 | 8379.6545 | 3316.9185 | 1311.18 | 13007.753 | 9968.7631 | 3372.0736 | 4250.8974 | 17591.7341 | 0 | 0 | 0 | 0 | -4583.9811
2 | 57 | 22 | 7898.7201 | 3133.6768 | 1268.5484 | 12300.9453 | 9565.6284 | 3372.254 | 4250.1415 | 17188.0239 | 0 | 0 | 0 | 0 | -4887.0786
2 | 57 | 23 | 7635.0499 | 3025.5578 | 1247.3543 | 11907.962 | 9017.1238 | 3177.2424 | 4240.233 | 16434.5992 | 0 | 0 | 0 | 0 | -4526.6372
2 | 57 | 24 | 7477.8693 | 2963.5789 | 1233.2494 | 11674.6976 | 8619.8686 | 2981.2606 | 4205.3594 | 15806.4885 | 0 | 0 | 0 | 0 | -4131.7909
2 | 58 | 1 | 7421.8286 | 2935.0185 | 1223.7072 | 11580.5544 | 8417.2775 | 2483.3588 | 3880.5702 | 14781.2065 | 0 | 0 | 0 | 0 | -3200.6521
2 | 58 | 2 | 7469.3098 | 2943.0779 | 1234.5244 | 11646.9122 | 7934.1179 | 2577.2412 | 3466.942 | 13978.3011 | 0 | 0 | 0 | 0 | -2331.3889
2 | 58 | 3 | 7699.5552 | 3026.9777 | 1252.6072 | 11979.1402 | 7522.1819 | 2561.8941 | 3366.2808 | 13450.3569 | 0 | 0 | 0 | 0 | -1471.2168
2 | 58 | 4 | 8048.2712 | 3159.3954 | 1286.3553 | 12494.0219 | 7746.784 | 2258.3612 | 3181.4411 | 13186.5863 | 0 | 0 | 0 | 0 | -692.5644
2 | 58 | 5 | 8490.6617 | 3321.0007 | 1343.2169 | 13154.8793 | 7708.8136 | 2043.087 | 3170.4653 | 12922.3659 | 0 | 0 | 0 | 0 | 232.5134
2 | 58 | 6 | 8958.9427 | 3467.2456 | 1397.7982 | 13823.9865 | 7326.3501 | 1798.6423 | 2969.5334 | 12094.5258 | 0 | 0 | 0 | 0 | 1729.4606
2 | 58 | 7 | 9253.0643 | 3518.7324 | 1432.2462 | 14204.043 | 6978.196 | 1547.447 | 2769.6325 | 11295.2755 | 0 | 0 | 0 | 0 | 2908.7675
2 | 58 | 8 | 9370.3067 | 3498.4547 | 1435.3871 | 14304.1485 | 6997.681 | 1640.6716 | 2913.1293 | 11551.4819 | 617.8177 | 193.4159 | 447.4021 | 1258.6357 | 1494.0309
2 | 58 | 9 | 9426.188 | 3482.5002 | 1425.894 | 14334.5822 | 5312.6797 | 949.9476 | 2774.3649 | 9036.9922 | 2243.068 | 719.3959 | 1477.6962 | 4440.1601 | 857.4299
2 | 58 | 10 | 9391.7445 | 3472.4171 | 1426.3859 | 14290.5475 | 3503.7964 | 334.3987 | 2163.7928 | 6001.9879 | 2752.3503 | 911.4203 | 1783.1717 | 5446.9422 | 2841.6174
2 | 58 | 11 | 9266.1917 | 3471.9526 | 1415.3943 | 14153.5386 | 3073.888 | 221.4516 | 2139.0394 | 5434.379 | 2664.6868 | 884.9821 | 1700.4121 | 5250.081 | 3469.0786
2 | 58 | 12 | 9199.7455 | 3474.0354 | 1413.9809 | 14087.7618 | 2640.9313 | 220.6745 | 2392.7344 | 5254.3402 | 2462.9221 | 826.5399 | 1569.1589 | 4858.621 | 3974.8006
2 | 58 | 13 | 9274.4257 | 3499.1965 | 1416.4331 | 14190.0554 | 2304.525 | 269.9818 | 2467.5334 | 5042.0402 | 2365.5184 | 790.3615 | 1502.7637 | 4658.6436 | 4489.3716
2 | 58 | 14 | 9540.5738 | 3578.6711 | 1438.1993 | 14557.4442 | 2628.5765 | 300.8464 | 2335.3162 | 5264.7391 | 2435.0924 | 814.0166 | 1581.4115 | 4830.5205 | 4462.1846
2 | 58 | 15 | 10046.0418 | 3732.0231 | 1475.3746 | 15253.4394 | 3576.0587 | 312.147 | 1985.8099 | 5874.0155 | 2472.6624 | 862.7185 | 1523.4856 | 4858.8664 | 4520.5575
2 | 58 | 16 | 10303.4368 | 3862.4637 | 1477.2668 | 15643.1673 | 4704.1021 | 363.4251 | 1634.7898 | 6702.317 | 2600.6787 | 872.4588 | 1443.4256 | 4916.5631 | 4024.2872
2 | 58 | 17 | 10090.7625 | 3800.0806 | 1450.7905 | 15341.6335 | 5857.3585 | 519.684 | 1744.3181 | 8121.3606 | 2031.5628 | 712.4385 | 1064.6482 | 3808.6495 | 3411.6234
2 | 58 | 18 | 9813.6359 | 3700.4282 | 1419.2097 | 14933.2739 | 7003.8243 | 787.8329 | 2844.2617 | 10635.9189 | 548.2437 | 229.5944 | 136.3652 | 914.2033 | 3383.1517
2 | 58 | 19 | 9419.249 | 3560.8182 | 1381.2933 | 14361.3605 | 8512.2834 | 1498.1603 | 3822.6409 | 13833.0846 | 0 | 0 | 0 | 0 | 528.2759
2 | 58 | 20 | 8937.2137 | 3393.9818 | 1329.3079 | 13660.5034 | 9635.9187 | 1765.1148 | 4018.8453 | 15419.8789 | 0 | 0 | 0 | 0 | -1759.3755
2 | 58 | 21 | 8413.695 | 3200.9373 | 1277.8464 | 12892.4787 | 10021.1447 | 2093.7041 | 4150.1594 | 16265.0082 | 0 | 0 | 0 | 0 | -3372.5294
2 | 58 | 22 | 8001.3688 | 3030.9773 | 1249.3861 | 12281.7323 | 9825.7207 | 2818.5915 | 4238.6692 | 16882.9813 | 0 | 0 | 0 | 0 | -4601.249
2 | 58 | 23 | 7716.5138 | 2927.9369 | 1228.2125 | 11872.6632 | 9654.9234 | 3060.6251 | 4157.8444 | 16873.3929 | 0 | 0 | 0 | 0 | -5000.7297
2 | 58 | 24 | 7554.4721 | 2860.1331 | 1218.3319 | 11632.9371 | 9831.4922 | 3120.9704 | 4195.0191 | 17147.4818 | 0 | 0 | 0 | 0 | -5514.5446
2 | 59 | 1 | 7469.1525 | 2835.8444 | 1208.1161 | 11513.1131 | 10021.1317 | 3120.9704 | 4230.8312 | 17372.9333 | 0 | 0 | 0 | 0 | -5859.8203
2 | 59 | 2 | 7486.539 | 2845.7243 | 1212.2966 | 11544.5599 | 10103.0174 | 3136.4937 | 4143.4833 | 17382.9944 | 0 | 0 | 0 | 0 | -5838.4346
2 | 59 | 3 | 7642.3838 | 2896.2473 | 1227.7682 | 11766.3994 | 9935.8645 | 2878.4028 | 4154.9633 | 16969.2306 | 0 | 0 | 0 | 0 | -5202.8312
2 | 59 | 4 | 7919.6729 | 2984.4034 | 1259.6295 | 12163.7059 | 9784.1753 | 2780.4278 | 4184.6445 | 16749.2476 | 0 | 0 | 0 | 0 | -4585.5417
2 | 59 | 5 | 8316.8645 | 3120.2505 | 1311.5592 | 12748.6742 | 9367.9186 | 2756.0142 | 4212.7919 | 16336.7247 | 0 | 0 | 0 | 0 | -3588.0505
2 | 59 | 6 | 8803.3436 | 3298.6505 | 1363.0415 | 13465.0356 | 8964.9651 | 2805.2301 | 4020.9629 | 15791.1581 | 0 | 0 | 0 | 0 | -2326.1225
2 | 59 | 7 | 9143.4416 | 3442.537 | 1392.4318 | 13978.4104 | 8587.3746 | 2714.306 | 3570.3678 | 14872.0484 | 0 | 0 | 0 | 0 | -893.638
2 | 59 | 8 | 9374.3869 | 3521.0877 | 1401.7827 | 14297.2573 | 7844.0006 | 2748.3257 | 3196.0756 | 13788.4018 | 431.3592 | 107.1441 | 348.6277 | 887.131 | -378.2755
2 | 59 | 9 | 9485.1972 | 3541.2441 | 1401.1882 | 14427.6295 | 7356.7273 | 2581.5359 | 2448.2419 | 12386.5051 | 2070.5243 | 687.3918 | 1165.0967 | 3923.0127 | -1881.8883
2 | 59 | 10 | 9518.8097 | 3561.3717 | 1394.526 | 14474.7074 | 5893.1088 | 1720.5431 | 1476.9668 | 9090.6187 | 2611.8105 | 884.9821 | 1622.9058 | 5119.6985 | 264.3902
2 | 59 | 11 | 9467.4854 | 3590.7343 | 1394.2267 | 14452.4465 | 3846.3722 | 1160.3557 | 755.8729 | 5762.6008 | 2560.3257 | 865.5014 | 1617.319 | 5043.1461 | 3646.6995
2 | 59 | 12 | 9517.3914 | 3588.3532 | 1394.0432 | 14499.7878 | 3247.3021 | 1267.5095 | 221.2161 | 4736.0276 | 2391.9565 | 811.2337 | 1472.5053 | 4675.6955 | 5088.0647
2 | 59 | 13 | 9685.1076 | 3605.2377 | 1401.2268 | 14691.5721 | 3343.8093 | 1285.1054 | 64.5929 | 4693.5076 | 2305.6847 | 779.2296 | 1232.2465 | 4317.1608 | 5680.9038
2 | 59 | 14 | 10085.923 | 3727.1184 | 1444.8313 | 15257.8727 | 3615.0978 | 1361.0201 | 33.958 | 5010.0759 | 2369.6928 | 804.2763 | 1036.765 | 4210.7341 | 6037.0626
2 | 59 | 15 | 10650.6285 | 3926.8819 | 1493.246 | 16070.7564 | 4157.483 | 1411.2827 | 60.7812 | 5629.5468 | 2375.2587 | 847.4122 | 1093.795 | 4316.4659 | 6124.7437
2 | 59 | 16 | 10901.4667 | 4082.6095 | 1518.8418 | 16502.918 | 5185.9442 | 1502.4062 | 68.2376 | 6756.5879 | 2316.8165 | 816.7996 | 1466.4439 | 4600.06 | 5146.27
2 | 59 | 17 | 10707.0286 | 4035.6085 | 1486.2826 | 16228.9197 | 6824.6276 | 1835.0754 | 288.2476 | 8947.9506 | 1495.8425 | 612.2518 | 900.4162 | 3008.5105 | 4272.4587
2 | 59 | 18 | 10317.6125 | 3917.5661 | 1440.8056 | 15675.9843 | 9307.1595 | 2600.3653 | 878.4626 | 12785.9874 | 396.5722 | 160.0204 | 128.0163 | 684.6088 | 2205.388
2 | 59 | 19 | 9769.7975 | 3731.0642 | 1378.6605 | 14879.5222 | 10291.1486 | 3276.4243 | 1803.352 | 15370.9248 | 0 | 0 | 0 | 0 | -491.4027
2 | 59 | 20 | 9136.1534 | 3490.5261 | 1319.9047 | 13946.5843 | 10452.5453 | 3344.9795 | 2621.9123 | 16419.4372 | 0 | 0 | 0 | 0 | -2472.8529
2 | 59 | 21 | 8580.5282 | 3277.5417 | 1274.6694 | 13132.7393 | 10440.2582 | 3371.8739 | 2838.3445 | 16650.4766 | 0 | 0 | 0 | 0 | -3517.7373
2 | 59 | 22 | 8201.4643 | 3131.386 | 1258.6729 | 12591.5232 | 10408.8337 | 3161.5767 | 3093.5731 | 16663.9834 | 0 | 0 | 0 | 0 | -4072.4602
2 | 59 | 23 | 7974.5109 | 3043.2545 | 1239.5084 | 12257.2738 | 10496.4582 | 3018.9373 | 3179.5226 | 16694.918 | 0 | 0 | 0 | 0 | -4437.6443
2 | 59 | 24 | 7883.604 | 3001.7542 | 1224.9183 | 12110.2765 | 10169.9859 | 2900.8197 | 3369.2355 | 16440.0411 | 0 | 0 | 0 | 0 | -4329.7646
3 | 60 | 1 | 7902.728 | 2996.9783 | 1219.2777 | 12118.9841 | 10015.2497 | 2852.1715 | 3379.8897 | 16247.3109 | 0 | 0 | 0 | 0 | -4128.3269
3 | 60 | 2 | 8143.9762 | 3071.5148 | 1243.1571 | 12458.6481 | 9190.2353 | 2728.4203 | 3320.5799 | 15239.2354 | 0 | 0 | 0 | 0 | -2780.5873
3 | 60 | 3 | 8778.1436 | 3296.6244 | 1302.7935 | 13377.5614 | 8140.5527 | 2734.2516 | 3267.8667 | 14142.671 | 0 | 0 | 0 | 0 | -765.1096
3 | 60 | 4 | 9825.5924 | 3685.8911 | 1395.2733 | 14906.7568 | 7757.8405 | 2035.2989 | 2935.5538 | 12728.6932 | 0 | 0 | 0 | 0 | 2178.0636
3 | 60 | 5 | 10523.3264 | 3935.7264 | 1445.9407 | 15904.9935 | 6808.9325 | 1722.0694 | 2633.0008 | 11164.0028 | 0 | 0 | 0 | 0 | 4740.9907
3 | 60 | 6 | 10850.2731 | 4003.7463 | 1467.2468 | 16321.2661 | 6955.3945 | 1639.1922 | 2402.4172 | 10997.0039 | 0 | 0 | 0 | 0 | 5324.2622
3 | 60 | 7 | 10961.8293 | 4024.7798 | 1468.0262 | 16454.6353 | 7098.1188 | 1297.9745 | 1874.1209 | 10270.2142 | 0 | 0 | 0 | 0 | 6184.4211
3 | 60 | 8 | 10889.14 | 4036.2342 | 1466.2151 | 16391.5893 | 7217.3805 | 1222.684 | 1732.446 | 10172.5105 | 567.7244 | 96.0122 | 273.0592 | 936.7958 | 5282.2829
3 | 60 | 9 | 10643.0274 | 4002.7294 | 1453.5428 | 16099.2996 | 5894.4515 | 1542.318 | 1367.07 | 8803.8395 | 1927.2018 | 493.9759 | 806.3879 | 3227.5656 | 4067.8945
3 | 60 | 10 | 10421.1628 | 3957.8562 | 1435.9003 | 15814.9192 | 3411.7347 | 1313.1246 | 1291.0917 | 6015.951 | 2410.0458 | 588.5966 | 1126.9614 | 4125.6038 | 5673.3644
3 | 60 | 11 | 10297.3549 | 3920.0951 | 1413.0006 | 15630.4506 | 2198.356 | 640.5077 | 1011.4101 | 3850.2738 | 2316.8165 | 571.8989 | 1144.8423 | 4033.5577 | 7746.6191
3 | 60 | 12 | 10141.9512 | 3849.6548 | 1405.098 | 15396.704 | 1885.8544 | 384.417 | 709.6816 | 2979.953 | 2069.1329 | 602.5114 | 1104.2393 | 3775.8836 | 8640.8674
3 | 60 | 13 | 10220.4358 | 3827.3273 | 1415.7356 | 15463.4987 | 1387.1325 | 137.2435 | 725.3114 | 2249.6874 | 1903.5465 | 521.8055 | 966.758 | 3392.11 | 9821.7013
3 | 60 | 14 | 10554.384 | 3914.4605 | 1457.7449 | 15926.5894 | 1339.6015 | 145.5041 | 675.8835 | 2160.989 | 1621.0759 | 314.4748 | 1157.7986 | 3093.3493 | 10672.2511
3 | 60 | 15 | 11211.47 | 4136.0426 | 1511.3068 | 16858.8194 | 1379.4992 | 302.3747 | 597.4138 | 2279.2877 | 1397.0474 | 361.7851 | 915.6274 | 2674.4599 | 11905.0718
3 | 60 | 16 | 11736.1575 | 4361.3195 | 1555.4578 | 17652.9348 | 1879.87 | 564.8547 | 826.1265 | 3270.8512 | 1000.4751 | 354.8277 | 766.6972 | 2122.0001 | 12260.0835
3 | 60 | 17 | 11536.2148 | 4313.201 | 1527.2531 | 17376.6689 | 3270.3464 | 1159.3885 | 1102.8622 | 5532.5971 | 944.8159 | 153.063 | 569.6531 | 1667.5319 | 10176.5399
3 | 60 | 18 | 11106.7168 | 4158.6716 | 1480.7495 | 16746.1379 | 6772.1426 | 2708.524 | 1871.4189 | 11352.0856 | 180.8926 | 25.0467 | 151.4423 | 357.3815 | 5036.6709
3 | 60 | 19 | 10459.2138 | 3920.012 | 1417.5377 | 15796.7635 | 7630.2523 | 3325.3208 | 2271.4675 | 13227.0406 | 0 | 0 | 0 | 0 | 2569.7229
3 | 60 | 20 | 9677.2914 | 3622.9518 | 1354.4004 | 14654.6436 | 8570.3102 | 3325.4012 | 2618.7956 | 14514.507 | 0 | 0 | 0 | 0 | 140.1367
3 | 60 | 21 | 8979.6185 | 3371.3862 | 1302.2781 | 13653.2828 | 8047.7768 | 3372.254 | 3096.1022 | 14516.133 | 0 | 0 | 0 | 0 | -862.8502
3 | 60 | 22 | 8503.7584 | 3195.9518 | 1273.1584 | 12972.8687 | 8883.2783 | 3369.3433 | 3338.7146 | 15591.3362 | 0 | 0 | 0 | 0 | -2618.4675
3 | 60 | 23 | 8240.8367 | 3111.7038 | 1249.4535 | 12601.994 | 8799.9257 | 3264.41 | 3436.9173 | 15501.2529 | 0 | 0 | 0 | 0 | -2899.2589
3 | 60 | 24 | 8105.3982 | 3074.5174 | 1239.7111 | 12419.6267 | 8817.4043 | 3298.9473 | 3359.8465 | 15476.1981 | 0 | 0 | 0 | 0 | -3056.5714
3 | 61 | 1 | 8107.3837 | 3078.6138 | 1238.4443 | 12424.4418 | 9161.4405 | 3321.8032 | 3402.7536 | 15885.9973 | 0 | 0 | 0 | 0 | -3461.5554
3 | 61 | 2 | 8335.5748 | 3153.9438 | 1260.3173 | 12749.8359 | 9383.3245 | 3372.254 | 3689.8212 | 16445.3996 | 0 | 0 | 0 | 0 | -3695.5637
3 | 61 | 3 | 8990.6237 | 3386.8034 | 1320.1941 | 13697.6212 | 9939.2871 | 3372.254 | 3768.0484 | 17079.5895 | 0 | 0 | 0 | 0 | -3381.9683
3 | 61 | 4 | 9996.6735 | 3757.8607 | 1408.3558 | 15162.89 | 10094.0772 | 3372.254 | 3818.3654 | 17284.6966 | 0 | 0 | 0 | 0 | -2121.8067
3 | 61 | 5 | 10499.629 | 3907.918 | 1460.6251 | 15868.172 | 10342.7423 | 3372.254 | 3959.6894 | 17674.6858 | 0 | 0 | 0 | 0 | -1806.5137
3 | 61 | 6 | 10524.9946 | 3838.2859 | 1489.5064 | 15852.7869 | 10550.7407 | 3331.6443 | 4029.4076 | 17911.7927 | 0 | 0 | 0 | 0 | -2059.0058
3 | 61 | 7 | 10410.0428 | 3727.374 | 1488.4589 | 15625.8758 | 10827.0643 | 2791.2201 | 4087.344 | 17705.6285 | 0 | 0 | 0 | 0 | -2079.7527
3 | 61 | 8 | 10336.5667 | 3642.6557 | 1477.6953 | 15456.9176 | 10728.9117 | 3153.2976 | 4092.1244 | 17974.3337 | 23.6552 | 0 | 42.8025 | 66.4577 | -2583.8737
3 | 61 | 9 | 10234.926 | 3563.5541 | 1459.463 | 15257.9431 | 10258.7879 | 2534.6754 | 4099.7178 | 16893.1812 | 203.1563 | 8.3489 | 165.7485 | 377.2536 | -2012.4917
3 | 61 | 10 | 10078.5881 | 3498.4069 | 1435.7834 | 15012.7784 | 10146.4504 | 1991.1453 | 4159.8058 | 16297.4015 | 217.0711 | 12.5233 | 300.0717 | 529.6661 | -1814.2893
3 | 61 | 11 | 10004.8035 | 3472.877 | 1423.3249 | 14901.0054 | 9774.743 | 2465.6001 | 4109.6108 | 16349.9538 | 311.6918 | 50.0933 | 460.4626 | 822.2478 | -2271.1962
3 | 61 | 12 | 9938.7407 | 3450.0674 | 1413.467 | 14802.2751 | 8053.5089 | 872.5986 | 4153.6639 | 13079.7715 | 581.6392 | 50.0933 | 718.4655 | 1350.1981 | 372.3055
3 | 61 | 13 | 10086.1545 | 3496.8025 | 1421.2467 | 15004.2037 | 7497.183 | 881.1096 | 4145.0787 | 12523.3714 | 443.8826 | 66.7911 | 698.3969 | 1209.0705 | 1271.7619
3 | 61 | 14 | 10514.2053 | 3640.3568 | 1454.7924 | 15609.3545 | 7150.7741 | 0 | 4038.0654 | 11188.8395 | 340.9129 | 104.3611 | 600.3934 | 1045.6675 | 3374.8475
3 | 61 | 15 | 11217.1143 | 3878.6394 | 1513.1799 | 16608.9337 | 7493.5833 | 0 | 4063.656 | 11557.2392 | 265.7729 | 89.0548 | 443.4731 | 798.3009 | 4253.3936
3 | 61 | 16 | 11707.3003 | 4141.9622 | 1555.3855 | 17404.648 | 7096.6595 | 0 | 4232.6435 | 11329.303 | 185.067 | 44.5274 | 452.38 | 681.9745 | 5393.3705
3 | 61 | 17 | 11553.4813 | 4128.9388 | 1529.5775 | 17211.9977 | 7156.0782 | 0 | 4259.6072 | 11415.6854 | 76.5315 | 15.3063 | 166.5149 | 258.3526 | 5537.9596
3 | 61 | 18 | 11131.1693 | 4018.7902 | 1495.7097 | 16645.6692 | 7367.8408 | 17.1679 | 4262.6783 | 11647.687 | 12.5233 | 0 | 19.2932 | 31.8165 | 4966.1656
3 | 61 | 19 | 10497.0422 | 3815.4502 | 1426.5216 | 15739.014 | 7666.7589 | 503.3163 | 4263.3913 | 12433.4665 | 0 | 0 | 0 | 0 | 3305.5475
3 | 61 | 20 | 9685.3481 | 3556.0556 | 1362.6674 | 14604.0711 | 7615.8796 | 784.3009 | 4263.3913 | 12663.5718 | 0 | 0 | 0 | 0 | 1940.4992
3 | 61 | 21 | 8991.9439 | 3310.8597 | 1306.3264 | 13609.13 | 7775.004 | 857.9089 | 4263.3913 | 12896.3042 | 0 | 0 | 0 | 0 | 712.8258
3 | 61 | 22 | 8502.1937 | 3130.2634 | 1278.7876 | 12911.2447 | 8561.3584 | 1713.6314 | 4263.3913 | 14538.3811 | 0 | 0 | 0 | 0 | -1627.1364
3 | 61 | 23 | 8223.1629 | 3031.2278 | 1253.2444 | 12507.635 | 9136.4579 | 1989.4087 | 4263.3913 | 15389.2578 | 0 | 0 | 0 | 0 | -2881.6228
3 | 61 | 24 | 8086.8138 | 2981.0029 | 1244.5917 | 12312.4083 | 9198.7681 | 2197.9613 | 4250.9099 | 15647.6393 | 0 | 0 | 0 | 0 | -3335.231
3 | 62 | 1 | 8053.4417 | 2979.1097 | 1239.7126 | 12272.2641 | 9435.4253 | 3002.4492 | 4232.6948 | 16670.5693 | 0 | 0 | 0 | 0 | -4398.3052
3 | 62 | 2 | 8263.2565 | 3046.7243 | 1262.0062 | 12571.9869 | 10068.5037 | 3372.254 | 4263.3913 | 17704.149 | 0 | 0 | 0 | 0 | -5132.1621
3 | 62 | 3 | 8890.6832 | 3230.699 | 1313.6391 | 13435.0213 | 10450.4222 | 3372.254 | 4263.3384 | 18086.0146 | 0 | 0 | 0 | 0 | -4650.9932
3 | 62 | 4 | 9899.3634 | 3491.5092 | 1411.1234 | 14801.996 | 10493.283 | 3372.254 | 4263.3913 | 18128.9283 | 0 | 0 | 0 | 0 | -3326.9324
3 | 62 | 5 | 10613.9545 | 3723.9318 | 1465.9681 | 15803.8545 | 10382.4981 | 3372.254 | 4250.8903 | 18005.6424 | 0 | 0 | 0 | 0 | -2201.788
3 | 62 | 6 | 10975.2377 | 3910.4974 | 1495.6164 | 16381.3515 | 10701.4219 | 3372.254 | 4263.3913 | 18337.0671 | 0 | 0 | 0 | 0 | -1955.7156
3 | 62 | 7 | 11075.5513 | 4025.203 | 1503.1824 | 16603.9366 | 10652.8435 | 3372.254 | 4261.3913 | 18286.4887 | 0 | 0 | 0 | 0 | -1682.5521
3 | 62 | 8 | 11137.3017 | 4100.251 | 1500.3497 | 16737.9025 | 10335.8198 | 3372.254 | 4251.8646 | 17959.9384 | 40.353 | 76.5315 | 322.185 | 439.0695 | -1661.1054
3 | 62 | 9 | 11124.2017 | 4130.5639 | 1494.6545 | 16749.4201 | 10366.2794 | 3372.254 | 4256.8711 | 17995.4045 | 258.8155 | 292.2111 | 534.4104 | 1085.4371 | -2331.4215
3 | 62 | 10 | 11088.4043 | 4188.5644 | 1492.2384 | 16769.2071 | 9699.7967 | 3372.254 | 4263.3913 | 17335.442 | 500.9333 | 269.9474 | 498.1739 | 1269.0546 | -1835.2895
3 | 62 | 11 | 11138.4985 | 4187.7065 | 1487.9694 | 16814.1745 | 9548.5663 | 3372.254 | 4263.3704 | 17184.1906 | 883.5907 | 461.9718 | 574.131 | 1919.6935 | -2289.7096
3 | 62 | 12 | 11156.4574 | 4155.8326 | 1476.8496 | 16789.1396 | 9998.4948 | 3372.254 | 4258.7636 | 17629.5124 | 898.897 | 450.84 | 539.094 | 1888.8309 | -2729.2038
3 | 62 | 13 | 11237.4221 | 4155.1534 | 1479.7101 | 16872.2857 | 10223.001 | 3333.4973 | 4252.1301 | 17808.6284 | 999.0836 | 321.4322 | 809.1827 | 2129.6985 | -3066.0413
3 | 62 | 14 | 11511.1934 | 4218.9373 | 1508.0213 | 17238.152 | 10302.0586 | 3358.5099 | 4260.1575 | 17920.726 | 923.9436 | 240.7263 | 1140.9713 | 2305.6412 | -2988.2151
3 | 62 | 15 | 12016.7746 | 4343.9255 | 1548.1321 | 17908.8323 | 10406.5337 | 3372.254 | 4258.7372 | 18037.5249 | 850.1951 | 75.14 | 1102.4057 | 2027.7408 | -2156.4333
3 | 62 | 16 | 12124.1105 | 4366.0507 | 1566.006 | 18056.1671 | 10658.8559 | 3372.254 | 4258.3927 | 18289.5026 | 1064.4833 | 41.7444 | 747.7537 | 1853.9814 | -2087.3168
3 | 62 | 17 | 11762.8398 | 4199.3495 | 1523.3199 | 17485.5092 | 10484.0477 | 3372.254 | 4254.2797 | 18110.5815 | 566.3329 | 5.5659 | 290.44 | 862.3389 | -1487.4111
3 | 62 | 18 | 11240.1077 | 3938.8773 | 1471.7108 | 16650.6958 | 10606.5954 | 3372.254 | 4248.1208 | 18226.9702 | 257.4241 | 12.5233 | 31.8374 | 301.7848 | -1878.0591
3 | 62 | 19 | 10552.1068 | 3672.2785 | 1406.441 | 15630.8263 | 10356.5598 | 3372.254 | 4263.3913 | 17992.2051 | 0 | 0 | 0 | 0 | -2361.3788
3 | 62 | 20 | 9736.0568 | 3409.6673 | 1340.1717 | 14485.8958 | 10252.7136 | 3372.254 | 4263.3913 | 17888.3588 | 0 | 0 | 0 | 0 | -3402.463
3 | 62 | 21 | 9024.512 | 3190.1618 | 1293.8257 | 13508.4995 | 10149.3233 | 3372.254 | 4263.3913 | 17784.9685 | 0 | 0 | 0 | 0 | -4276.469
3 | 62 | 22 | 8498.49 | 3032.0691 | 1271.6806 | 12802.2398 | 10080.1594 | 3372.254 | 4263.3913 | 17715.8047 | 0 | 0 | 0 | 0 | -4913.565
3 | 62 | 23 | 8155.4914 | 2943.7654 | 1247.602 | 12346.8588 | 10074.9381 | 3372.254 | 4263.3494 | 17710.5416 | 0 | 0 | 0 | 0 | -5363.6828
3 | 62 | 24 | 7942.0545 | 2902.3796 | 1236.9142 | 12081.3482 | 9826.7309 | 3372.254 | 4262.2609 | 17461.2457 | 0 | 0 | 0 | 0 | -5379.8975
3 | 63 | 1 | 7791.3926 | 2890.9964 | 1232.4699 | 11914.8588 | 9680.8031 | 3372.254 | 4159.2112 | 17212.2683 | 0 | 0 | 0 | 0 | -5297.4095
3 | 63 | 2 | 7923.4206 | 2943.0807 | 1242.1241 | 12108.6254 | 9366.7421 | 3372.254 | 4117.6114 | 16856.6074 | 0 | 0 | 0 | 0 | -4747.982
3 | 63 | 3 | 8368.3473 | 3095.0614 | 1270.17 | 12733.5786 | 9569.3993 | 3372.254 | 4207.7905 | 17149.4437 | 0 | 0 | 0 | 0 | -4415.8651
3 | 63 | 4 | 9002.7817 | 3307.1542 | 1316.9607 | 13626.8966 | 8970.0952 | 3372.254 | 4004.8341 | 16347.1832 | 0 | 0 | 0 | 0 | -2720.2867
3 | 63 | 5 | 9596.4475 | 3522.1462 | 1371.2433 | 14489.837 | 9036.2895 | 3372.254 | 3985.9038 | 16394.4473 | 0 | 0 | 0 | 0 | -1904.6102
3 | 63 | 6 | 10051.2741 | 3679.0653 | 1432.6623 | 15163.0017 | 9087.0403 | 3367.0258 | 4039.5629 | 16493.629 | 0 | 0 | 0 | 0 | -1330.6273
3 | 63 | 7 | 10254.1764 | 3716.2376 | 1469.669 | 15440.0831 | 7764.1077 | 3372.254 | 4089.4735 | 15225.8352 | 0 | 0 | 0 | 0 | 214.2478
3 | 63 | 8 | 10292.3864 | 3716.2096 | 1484.9498 | 15493.5458 | 7780.8418 | 3242.5731 | 4067.0598 | 15090.4747 | 204.5478 | 12.5233 | 355.2816 | 572.3527 | -169.2815
3 | 63 | 9 | 10319.7173 | 3709.8328 | 1489.6662 | 15519.2163 | 7091.8016 | 3007.1053 | 4052.1892 | 14151.0962 | 605.2944 | 68.1826 | 794.6473 | 1468.1243 | -100.0042
3 | 63 | 10 | 10343.6043 | 3709.7461 | 1485.9926 | 15539.3429 | 6670.0615 | 2239.2212 | 4015.8383 | 12925.121 | 737.4851 | 192.0244 | 1053.4285 | 1982.938 | 631.2839
3 | 63 | 11 | 10277.5759 | 3729.0218 | 1471.3147 | 15477.9125 | 6779.0031 | 2376.9641 | 3786.9576 | 12942.9248 | 1207.8058 | 256.0326 | 1377.727 | 2841.5654 | -306.5777
3 | 63 | 12 | 10218.7682 | 3738.6986 | 1460.7105 | 15418.1774 | 6498.0881 | 2536.4105 | 3582.7742 | 12617.2728 | 1019.9559 | 283.8622 | 1097.4975 | 2401.3155 | 399.5891
3 | 63 | 13 | 10269.8569 | 3775.9908 | 1464.3124 | 15510.1601 | 6169.117 | 2666.5229 | 3614.1586 | 12449.7985 | 1218.9377 | 342.3044 | 1175.983 | 2737.2251 | 323.1365
3 | 63 | 14 | 10520.2254 | 3847.4221 | 1488.6423 | 15856.2899 | 5837.44 | 2166.2133 | 3763.2178 | 11766.871 | 947.5988 | 293.6026 | 1097.6225 | 2338.8239 | 1750.5949
3 | 63 | 15 | 10991.8166 | 4001.0468 | 1531.2088 | 16524.0722 | 6396.0552 | 2423.9773 | 3806.7837 | 12626.8162 | 434.1422 | 98.7952 | 926.6161 | 1459.5535 | 2437.7025
3 | 63 | 16 | 11365.7396 | 4167.7489 | 1561.5048 | 17094.9933 | 6909.6964 | 2791.3137 | 3914.8462 | 13615.8564 | 290.8196 | 290.8196 | 734.8209 | 1316.4601 | 2162.6769
3 | 63 | 17 | 11159.1906 | 4118.1558 | 1528.4643 | 16805.8107 | 7605.767 | 2927.2507 | 4020.9625 | 14553.9802 | 115.493 | 16.6978 | 190.1075 | 322.2983 | 1929.5322
3 | 63 | 18 | 10772.85 | 3984.1797 | 1478.0279 | 16235.0576 | 8962.1003 | 3370.3135 | 4182.5356 | 16514.9495 | 15.3063 | 0 | 64.6495 | 79.9558 | -359.8477
3 | 63 | 19 | 10190.6888 | 3777.6381 | 1412.8043 | 15381.1311 | 9246.4947 | 3372.254 | 4247.2083 | 16865.9569 | 0 | 0 | 0 | 0 | -1484.8259
3 | 63 | 20 | 9464.5094 | 3519.6378 | 1349.4276 | 14333.5748 | 9224.9519 | 3294.7237 | 4258.6039 | 16778.2795 | 0 | 0 | 0 | 0 | -2444.7047
3 | 63 | 21 | 8823.4867 | 3288.7232 | 1301.9841 | 13414.194 | 9492.4988 | 3136.021 | 4244.8419 | 16873.3618 | 0 | 0 | 0 | 0 | -3459.1678
3 | 63 | 22 | 8393.4038 | 3131.3 | 1272.1588 | 12796.8626 | 9039.5339 | 3056.3688 | 4230.0425 | 16325.9452 | 0 | 0 | 0 | 0 | -3529.0826
3 | 63 | 23 | 8153.7214 | 3046.8565 | 1255.9019 | 12456.4798 | 8888.5036 | 3372.254 | 4209.2843 | 16470.0419 | 0 | 0 | 0 | 0 | -4013.5621
3 | 63 | 24 | 8035.9576 | 3007.9525 | 1248.2054 | 12292.1154 | 8835.3066 | 3337.2632 | 4200.2413 | 16372.8111 | 0 | 0 | 0 | 0 | -4080.6957
3 | 64 | 1 | 8039.7157 | 3006.7896 | 1239.6265 | 12286.1318 | 9010.9852 | 3372.254 | 4224.0881 | 16607.3273 | 0 | 0 | 0 | 0 | -4321.1955
3 | 64 | 2 | 8229.2643 | 3076.8096 | 1262.5206 | 12568.5944 | 9071.4431 | 3372.254 | 4251.2637 | 16694.9608 | 0 | 0 | 0 | 0 | -4126.3663
3 | 64 | 3 | 8834.7536 | 3281.7306 | 1319.1764 | 13435.6605 | 9333.3362 | 3372.254 | 4262.471 | 16968.0612 | 0 | 0 | 0 | 0 | -3532.4006
3 | 64 | 4 | 9730.3671 | 3614.2056 | 1405.7797 | 14750.3524 | 9504.6737 | 3372.254 | 4263.3913 | 17140.3189 | 0 | 0 | 0 | 0 | -2389.9666
3 | 64 | 5 | 10284.8004 | 3828.6215 | 1446.3721 | 15559.794 | 9614.2661 | 3372.254 | 4263.3488 | 17249.8689 | 0 | 0 | 0 | 0 | -1690.0749
3 | 64 | 6 | 10486.0109 | 3903.4886 | 1477.7544 | 15867.2539 | 9738.0249 | 3372.254 | 4262.2692 | 17372.548 | 0 | 0 | 0 | 0 | -1505.2941
3 | 64 | 7 | 10511.9331 | 3862.2458 | 1473.5799 | 15847.7588 | 9880.6204 | 3372.254 | 4263.3913 | 17516.2656 | 0 | 0 | 0 | 0 | -1668.5069
3 | 64 | 8 | 10544.757 | 3838.2543 | 1454.2625 | 15837.2738 | 9838.561 | 3372.254 | 4263.3275 | 17474.1425 | 43.1359 | 11.1319 | 99.5407 | 153.8085 | -1790.6772
3 | 64 | 9 | 10477.9147 | 3807.7343 | 1436.1297 | 15721.7787 | 9601.3897 | 3372.254 | 4247.3351 | 17220.9788 | 265.773 | 43.1359 | 353.2352 | 662.144 | -2161.3441
3 | 64 | 10 | 10359.2355 | 3776.8145 | 1433.9565 | 15570.0065 | 9227.518 | 3372.254 | 4219.3297 | 16819.1017 | 1061.7003 | 137.7567 | 1085.2332 | 2284.6901 | -3533.7853
3 | 64 | 11 | 10323.9302 | 3758.4892 | 1436.8529 | 15519.2724 | 8856.2587 | 3372.1818 | 4180.6647 | 16409.1052 | 1365.0433 | 193.4159 | 1368.07 | 2926.5291 | -3816.362
3 | 64 | 12 | 10276.8007 | 3718.6235 | 1430.2963 | 15425.7205 | 8561.2899 | 3330.8468 | 4158.151 | 16050.2877 | 1260.6821 | 365.9596 | 1168.7964 | 2795.4381 | -3420.0053
3 | 64 | 13 | 10359.7538 | 3719.6817 | 1434.1295 | 15513.5651 | 8341.6933 | 3215.0776 | 4142.3149 | 15699.0859 | 1714.3051 | 363.1767 | 1178.4326 | 3255.9143 | -3441.4351
3 | 64 | 14 | 10566.1511 | 3812.6929 | 1459.8341 | 15838.6781 | 7972.8694 | 2968.0619 | 4146.8905 | 15087.8218 | 1698.9988 | 406.3126 | 1464.5062 | 3569.8175 | -2818.9612
3 | 64 | 15 | 11025.2485 | 3962.2693 | 1492.4611 | 16479.9789 | 7933.3223 | 2874.9452 | 4129.1757 | 14937.4432 | 1810.3173 | 364.5681 | 1466.7057 | 3641.5911 | -2099.0554
3 | 64 | 16 | 11393.9342 | 4152.1569 | 1525.8508 | 17071.9419 | 7676.7747 | 2692.195 | 4163.8891 | 14532.8589 | 2110.8773 | 656.7792 | 1799.9528 | 4567.6093 | -2028.5262
3 | 64 | 17 | 11195.5486 | 4110.1918 | 1499.8661 | 16805.6065 | 7445.8238 | 2656.8048 | 4195.9381 | 14298.5667 | 2070.5243 | 594.1625 | 1351.701 | 4016.3878 | -1509.3481
3 | 64 | 18 | 10818.4684 | 3998.01 | 1464.1131 | 16280.5914 | 8432.2085 | 3067.3121 | 4254.9158 | 15754.4363 | 658.1707 | 292.2111 | 336.4006 | 1286.7824 | -760.6273
3 | 64 | 19 | 10331.4364 | 3837.7183 | 1408.7389 | 15577.8936 | 9778.6778 | 3088.1037 | 4263.3853 | 17130.1668 | 0 | 0 | 0 | 0 | -1552.2732
3 | 64 | 20 | 9714.4198 | 3622.1391 | 1359.5721 | 14696.131 | 9529.333 | 3339.8322 | 4263.3913 | 17132.5565 | 0 | 0 | 0 | 0 | -2436.4256
3 | 64 | 21 | 9106.9232 | 3393.8696 | 1310.904 | 13811.6968 | 8856.918 | 3077.7739 | 4260.0238 | 16194.7157 | 0 | 0 | 0 | 0 | -2383.0189
3 | 64 | 22 | 8605.0095 | 3214.3226 | 1275.3631 | 13094.6952 | 8991.6702 | 2994.4731 | 4215.3909 | 16201.5342 | 0 | 0 | 0 | 0 | -3106.839
3 | 64 | 23 | 8318.3357 | 3102.925 | 1251.3519 | 12672.6126 | 8757.3927 | 3297.4068 | 4188.7289 | 16243.5285 | 0 | 0 | 0 | 0 | -3570.9159
3 | 64 | 24 | 8158.2239 | 3047.7149 | 1237.9568 | 12443.8956 | 8138.9734 | 3362.2888 | 4167.2694 | 15668.5316 | 0 | 0 | 0 | 0 | -3224.636
3 | 65 | 1 | 8084.6269 | 3034.0844 | 1237.7811 | 12356.4925 | 7290.9289 | 3284.1609 | 4168.5752 | 14743.665 | 0 | 0 | 0 | 0 | -2387.1725
3 | 65 | 2 | 8138.0641 | 3050.9192 | 1244.5877 | 12433.571 | 6317.4897 | 3002.1331 | 4149.7946 | 13469.4174 | 0 | 0 | 0 | 0 | -1035.8465
3 | 65 | 3 | 8393.0196 | 3139.4605 | 1270.5498 | 12803.0299 | 5705.6952 | 2620.7598 | 4127.5568 | 12454.0118 | 0 | 0 | 0 | 0 | 349.0181
3 | 65 | 4 | 8744.5916 | 3274.9517 | 1307.6576 | 13327.2009 | 5532.3795 | 2336.7101 | 4092.4416 | 11961.5312 | 0 | 0 | 0 | 0 | 1365.6697
3 | 65 | 5 | 9120.9281 | 3418.856 | 1353.371 | 13893.1551 | 5018.6232 | 2133.5722 | 4158.8661 | 11311.0615 | 0 | 0 | 0 | 0 | 2582.0936
3 | 65 | 6 | 9475.7386 | 3528.031 | 1402.9759 | 14406.7455 | 3807.8093 | 1967.6969 | 4191.4954 | 9967.0017 | 0 | 0 | 0 | 0 | 4439.7438
3 | 65 | 7 | 9680.9183 | 3594.3295 | 1424.2447 | 14699.4924 | 3678.1802 | 2281.393 | 4159.2713 | 10118.8445 | 0 | 0 | 0 | 0 | 4580.6479
3 | 65 | 8 | 9782.94 | 3606.4467 | 1427.3863 | 14816.7729 | 2879.7484 | 1165.6014 | 4160.4111 | 8205.7609 | 562.1585 | 296.3855 | 155.2163 | 1013.7603 | 5597.2516
3 | 65 | 9 | 9839.434 | 3607.3604 | 1419.9182 | 14866.7126 | 1933.5603 | 970.1352 | 3812.9319 | 6716.6274 | 1668.3861 | 830.7144 | 367.275 | 2866.3755 | 5283.7097
3 | 65 | 10 | 9815.3861 | 3603.4024 | 1417.0671 | 14835.8556 | 1443.143 | 578.924 | 3608.3953 | 5630.4623 | 2051.0435 | 947.5988 | 636.6299 | 3635.2723 | 5570.121
3 | 65 | 11 | 9778.5419 | 3584.0975 | 1408.1091 | 14770.7485 | 1239.7778 | 406.1619 | 3021.6377 | 4667.5775 | 2071.9158 | 919.7692 | 848.9179 | 3840.6029 | 6262.5681
3 | 65 | 12 | 9721.5897 | 3571.6503 | 1405.9209 | 14699.1609 | 1049.1758 | 242.0835 | 3150.3942 | 4441.6535 | 1607.161 | 854.3696 | 1005.2384 | 3466.7691 | 6790.7383
3 | 65 | 13 | 9768.8078 | 3604.6323 | 1416.1192 | 14789.5592 | 797.4312 | 120.7982 | 2815.4847 | 3733.7141 | 1600.2036 | 823.757 | 1242.5195 | 3666.4801 | 7389.3651
3 | 65 | 14 | 10001.901 | 3688.8328 | 1442.7919 | 15133.5257 | 650.7647 | 47.4491 | 2757.1104 | 3455.3242 | 1829.7981 | 847.4122 | 1373.5018 | 4050.712 | 7627.4896
3 | 65 | 15 | 10410.4445 | 3845.9812 | 1474.3828 | 15730.8085 | 615.6777 | 23.0247 | 2534.4897 | 3173.1921 | 2252.8084 | 901.6799 | 1353.0835 | 4507.5718 | 8050.0447
3 | 65 | 16 | 10823.4537 | 4001.5756 | 1498.7981 | 16323.8275 | 634.5789 | 7.8069 | 2595.5986 | 3237.9843 | 2390.5651 | 925.3352 | 1196.3044 | 4512.2047 | 8573.6385
3 | 65 | 17 | 10642.0149 | 3937.9093 | 1468.4651 | 16048.3894 | 890.4494 | 7.5377 | 2696.0262 | 3594.0133 | 1878.4999 | 802.8848 | 774.3703 | 3455.755 | 8998.6211
3 | 65 | 18 | 10346.8655 | 3838.3437 | 1433.3917 | 15618.601 | 1648.216 | 112.3639 | 3043.9026 | 4804.4824 | 804.2762 | 283.8622 | 177.047 | 1265.1854 | 9548.9331
3 | 65 | 19 | 9942.4999 | 3696.3556 | 1382.5492 | 15021.4047 | 4318.8838 | 538.5895 | 3339.0286 | 8196.5019 | 0 | 0 | 0 | 0 | 6824.9028
3 | 65 | 20 | 9426.6505 | 3515.7043 | 1336.6652 | 14279.0199 | 5722.1445 | 1289.5575 | 3722.1245 | 10733.8265 | 0 | 0 | 0 | 0 | 3545.1935
3 | 65 | 21 | 8908.1871 | 3327.402 | 1291.5716 | 13527.1607 | 6068.7316 | 1660.6571 | 4072.1783 | 11801.5669 | 0 | 0 | 0 | 0 | 1725.5938
3 | 65 | 22 | 8474.7237 | 3168.4296 | 1269.0065 | 12912.1598 | 5934.064 | 1865.8169 | 3720.792 | 11520.6729 | 0 | 0 | 0 | 0 | 1391.4869
3 | 65 | 23 | 8311.5122 | 3112.6601 | 1254.5892 | 12678.7615 | 5903.8366 | 2171.8279 | 3801.3132 | 11876.9776 | 0 | 0 | 0 | 0 | 801.7839
3 | 65 | 24 | 8159.9448 | 3060.8675 | 1242.1477 | 12462.96 | 5646.7077 | 2326.733 | 3557.546 | 11530.9867 | 0 | 0 | 0 | 0 | 931.9733
3 | 66 | 1 | 8021.8111 | 3020.5368 | 1235.9848 | 12278.3326 | 4955.077 | 1429.8893 | 3296.1491 | 9681.1155 | 0 | 0 | 0 | 0 | 2597.2172
3 | 66 | 2 | 7995.055 | 3012.9453 | 1232.2077 | 12240.2079 | 3837.0272 | 834.1528 | 2920.9703 | 7592.1503 | 0 | 0 | 0 | 0 | 4648.0576
3 | 66 | 3 | 8100.0976 | 3054.6275 | 1244.5959 | 12399.3209 | 3297.4298 | 957.2037 | 2753.9794 | 7008.6128 | 0 | 0 | 0 | 0 | 5390.7081
3 | 66 | 4 | 8379.9252 | 3149.0022 | 1270.1488 | 12799.0762 | 3809.6898 | 1461.1194 | 2582.6416 | 7853.4508 | 0 | 0 | 0 | 0 | 4945.6254
3 | 66 | 5 | 8692.8058 | 3260.5506 | 1306.9 | 13260.2563 | 4019.0512 | 1210.8573 | 2328.4296 | 7558.338 | 0 | 0 | 0 | 0 | 5701.9183
3 | 66 | 6 | 9007.451 | 3362.9757 | 1354.5198 | 13724.9465 | 4852.1826 | 2812.7257 | 2040.9864 | 9705.8947 | 0 | 0 | 0 | 0 | 4019.0518
3 | 66 | 7 | 9180.5475 | 3424.5765 | 1395.4119 | 14000.5359 | 7049.8804 | 2203.3658 | 2148.9767 | 11402.2229 | 0 | 0 | 0 | 0 | 2598.313
3 | 66 | 8 | 9269.4749 | 3451.2572 | 1412.4641 | 14133.1962 | 6099.2929 | 1876.6357 | 2664.4315 | 10640.3601 | 194.8074 | 2.783 | 190.2787 | 387.8691 | 3104.967
3 | 66 | 9 | 9260.7764 | 3435.5218 | 1410.153 | 14106.4513 | 6312.6903 | 2207.6638 | 2909.0333 | 11429.3874 | 429.9677 | 44.5274 | 488.9888 | 963.484 | 1713.5799
3 | 66 | 10 | 9231.8315 | 3410.9717 | 1407.3589 | 14050.1621 | 7181.4888 | 2781.2765 | 2830.9015 | 12793.6667 | 393.7892 | 104.3611 | 660.4907 | 1158.6411 | 97.8543
3 | 66 | 11 | 9143.4582 | 3362.9714 | 1405.7527 | 13912.1823 | 7641.3254 | 2984.3697 | 2557.6911 | 13183.3862 | 413.27 | 121.0589 | 684.2248 | 1218.5536 | -489.7575
3 | 66 | 12 | 9093.7403 | 3316.2848 | 1393.9293 | 13803.9544 | 8510.7859 | 3275.2333 | 2438.2222 | 14224.2414 | 303.3429 | 136.3652 | 548.7718 | 988.4799 | -1408.7669
3 | 66 | 13 | 9177.6338 | 3306.7119 | 1403.8866 | 13888.2323 | 9138.5545 | 2977.3797 | 2724.2818 | 14840.2161 | 429.9678 | 114.1015 | 525.9084 | 1069.9776 | -2021.9614
3 | 66 | 14 | 9435.7542 | 3370.8884 | 1420.5643 | 14227.207 | 9547.1627 | 3372.254 | 2937.7392 | 15857.1559 | 307.5174 | 87.6633 | 779.8112 | 1174.9919 | -2804.9409
3 | 66 | 15 | 9846.8128 | 3512.0945 | 1452.0045 | 14810.9118 | 9721.8385 | 3372.254 | 3274.7121 | 16368.8047 | 225.42 | 77.923 | 345.7034 | 649.0464 | -2206.9392
3 | 66 | 16 | 10289.1184 | 3689.751 | 1484.7725 | 15463.6419 | 9929.4807 | 3372.254 | 3532.0174 | 16833.7521 | 328.3896 | 52.8763 | 334.6087 | 715.8746 | -2085.9848
3 | 66 | 17 | 10657.0548 | 3897.4925 | 1507.2944 | 16061.8416 | 9917.1866 | 3372.254 | 4078.5574 | 17367.998 | 317.2578 | 16.6978 | 310.9001 | 644.8556 | -1951.012
3 | 66 | 18 | 10437.2892 | 3866.5038 | 1464.9137 | 15768.7066 | 10021.817 | 3372.254 | 4168.9631 | 17563.034 | 97.4037 | 2.783 | 139.0231 | 239.2098 | -2033.5372
3 | 66 | 19 | 9950.3042 | 3712.8816 | 1406.041 | 15069.2267 | 10086.0457 | 3372.254 | 4263.3913 | 17721.691 | 0 | 0 | 0 | 0 | -2652.4643
3 | 66 | 20 | 9317.6801 | 3492.531 | 1342.821 | 14153.0321 | 9655.6653 | 3372.254 | 4263.3913 | 17291.3106 | 0 | 0 | 0 | 0 | -3138.2785
3 | 66 | 21 | 8697.5721 | 3265.0349 | 1293.6317 | 13256.2387 | 9573.0673 | 3372.254 | 4263.3913 | 17208.7126 | 0 | 0 | 0 | 0 | -3952.4738
3 | 66 | 22 | 8276.617 | 3110.4605 | 1270.786 | 12657.8635 | 9954.4602 | 3372.254 | 4263.3913 | 17590.1054 | 0 | 0 | 0 | 0 | -4932.2419
3 | 66 | 23 | 8032.2648 | 3034.2611 | 1254.2741 | 12320.7999 | 10126.6867 | 3372.254 | 4263.3913 | 17762.332 | 0 | 0 | 0 | 0 | -5441.5321
3 | 66 | 24 | 7918.2442 | 3003.8078 | 1241.3874 | 12163.4395 | 10104.8969 | 3372.254 | 4263.3913 | 17740.5422 | 0 | 0 | 0 | 0 | -5577.1027
3 | 67 | 1 | 7942.4101 | 3009.4 | 1243.9693 | 12195.7794 | 10181.8172 | 3372.254 | 4263.3126 | 17817.3837 | 0 | 0 | 0 | 0 | -5621.6043
3 | 67 | 2 | 8181.0019 | 3087.235 | 1260.4807 | 12528.7176 | 10223.193 | 3372.254 | 4263.3913 | 17858.8382 | 0 | 0 | 0 | 0 | -5330.1207
3 | 67 | 3 | 8804.186 | 3308.2531 | 1323.6102 | 13436.0493 | 10239.0365 | 3372.254 | 4263.3913 | 17874.6818 | 0 | 0 | 0 | 0 | -4438.6325
3 | 67 | 4 | 9964.132 | 3724.7096 | 1421.3188 | 15110.1604 | 10036.5866 | 3372.254 | 4263.3913 | 17672.2319 | 0 | 0 | 0 | 0 | -2562.0715
3 | 67 | 5 | 10689.9995 | 4002.1698 | 1472.8474 | 16165.0167 | 9877.5475 | 3372.254 | 4263.3913 | 17513.1928 | 0 | 0 | 0 | 0 | -1348.1761
3 | 67 | 6 | 10724.5728 | 4001.0128 | 1486.3285 | 16211.9141 | 10257.8859 | 3372.254 | 4263.3913 | 17893.5312 | 0 | 0 | 0 | 0 | -1681.6171
3 | 67 | 7 | 10456.3544 | 3879.4833 | 1468.9162 | 15804.7539 | 10052.3883 | 3366.9742 | 4263.3913 | 17682.7538 | 0 | 0 | 0 | 0 | -1877.9999
3 | 67 | 8 | 10243.2399 | 3784.2196 | 1447.695 | 15475.1545 | 9837.3152 | 3277.1737 | 4263.3901 | 17377.879 | 132.1907 | 37.57 | 117.9634 | 287.7241 | -2190.4486
3 | 67 | 9 | 10206.5176 | 3708.2695 | 1430.5972 | 15345.3843 | 8669.9699 | 3345.0881 | 4260.9297 | 16275.9876 | 424.4018 | 551.0266 | 445.4435 | 1420.8719 | -2351.4753
3 | 67 | 10 | 10225.5667 | 3679.1609 | 1421.5285 | 15326.2561 | 6762.5113 | 2436.9401 | 4262.8338 | 13462.2852 | 680.4344 | 866.8929 | 417.7479 | 1965.0753 | -101.1044
3 | 67 | 11 | 10207.3577 | 3703.1291 | 1414.7028 | 15325.1896 | 5744.7026 | 1985.4255 | 4262.225 | 11992.3531 | 1228.6781 | 598.337 | 649.7249 | 2476.7399 | 856.0966
3 | 67 | 12 | 10176.0843 | 3695.6547 | 1406.7699 | 15278.5089 | 5178.7973 | 2190.649 | 4263.371 | 11632.8172 | 1366.4347 | 669.3026 | 975.4683 | 3011.2056 | 634.486
3 | 67 | 13 | 10280.5599 | 3720.4381 | 1420.7973 | 15421.7953 | 6427.376 | 1848.4585 | 4263.3913 | 12539.2258 | 1166.0614 | 615.0348 | 1045.5796 | 2826.6758 | 55.8937
3 | 67 | 14 | 10466.626 | 3801.2331 | 1439.1632 | 15707.0223 | 6511.1481 | 2225.1084 | 4263.3913 | 12999.6478 | 1458.2725 | 510.6737 | 1031.8985 | 3000.8447 | -293.4702
3 | 67 | 15 | 10816.5541 | 3944.2655 | 1467.8971 | 16228.7167 | 6738.129 | 2012.1918 | 4263.3913 | 13013.7121 | 903.0714 | 480.0611 | 964.3111 | 2347.4437 | 867.561
3 | 67 | 16 | 11228.2012 | 4092.5447 | 1510.6154 | 16831.3614 | 7383.9528 | 1810.7325 | 4169.5998 | 13364.2852 | 1053.3514 | 173.9352 | 927.1371 | 2154.4236 | 1312.6526
3 | 67 | 17 | 11426.3688 | 4172.9511 | 1528.2977 | 17127.6175 | 8036.8277 | 2083.8543 | 4037.4555 | 14158.1375 | 627.5581 | 75.14 | 723.2025 | 1425.9007 | 1543.5794
3 | 67 | 18 | 11087.5223 | 4062.6686 | 1489.6136 | 16639.8045 | 8437.0677 | 2284.0749 | 4075.5874 | 14796.7301 | 225.42 | 16.6978 | 185.6042 | 427.722 | 1415.3524
3 | 67 | 19 | 10552.7894 | 3860.3755 | 1430.6228 | 15843.7877 | 9395.9337 | 2376.8676 | 3692.9203 | 15465.7216 | 0 | 0 | 0 | 0 | 378.0661
3 | 67 | 20 | 9860.3402 | 3604.4838 | 1364.1188 | 14828.9428 | 9805.4899 | 2632.5263 | 3424.6363 | 15862.6525 | 0 | 0 | 0 | 0 | -1033.7097
3 | 67 | 21 | 9169.7602 | 3353.5201 | 1312.331 | 13835.6113 | 9495.2286 | 2768.3263 | 3387.2053 | 15650.7602 | 0 | 0 | 0 | 0 | -1815.1488
3 | 67 | 22 | 8613.0974 | 3163.7016 | 1281.637 | 13058.436 | 8895.0864 | 2367.6316 | 2547.9181 | 13810.6361 | 0 | 0 | 0 | 0 | -752.2001
3 | 67 | 23 | 8284.5391 | 3059.2534 | 1263.3991 | 12607.1916 | 8531.2481 | 1947.2825 | 2021.9289 | 12500.4596 | 0 | 0 | 0 | 0 | 106.732
3 | 67 | 24 | 8122.207 | 3014.0551 | 1250.6707 | 12386.9327 | 8890.2437 | 1790.557 | 1837.4218 | 12518.2224 | 0 | 0 | 0 | 0 | -131.2897
3 | 68 | 1 | 8093.3493 | 3011.6294 | 1250.4073 | 12355.386 | 8319.7356 | 1622.4497 | 1799.9807 | 11742.166 | 0 | 0 | 0 | 0 | 613.22
3 | 68 | 2 | 8211.3387 | 3062.8867 | 1263.8345 | 12538.0599 | 7786.221 | 1801.2764 | 1719.9392 | 11307.4366 | 0 | 0 | 0 | 0 | 1230.6233
3 | 68 | 3 | 8590.7569 | 3211.3697 | 1309.7922 | 13111.9189 | 7648.1426 | 2112.7792 | 2554.9974 | 12315.9192 | 0 | 0 | 0 | 0 | 795.9997
3 | 68 | 4 | 9180.7697 | 3461.6345 | 1377.1425 | 14019.5468 | 7820.2989 | 2309.2294 | 2899.229 | 13028.7573 | 0 | 0 | 0 | 0 | 990.7894
3 | 68 | 5 | 9733.4559 | 3688.4899 | 1441.7844 | 14863.7302 | 7714.1434 | 2376.2273 | 2726.8269 | 12817.1976 | 0 | 0 | 0 | 0 | 2046.5327
3 | 68 | 6 | 10278.6882 | 3887.6139 | 1494.9708 | 15661.2728 | 7966.3555 | 2225.9864 | 2234.2729 | 12426.6148 | 0 | 0 | 0 | 0 | 3234.658
3 | 68 | 7 | 10630.944 | 4046.4417 | 1522.3577 | 16199.7434 | 7697.1159 | 2048.8891 | 1831.1033 | 11577.1083 | 0 | 0 | 0 | 0 | 4622.6351
3 | 68 | 8 | 10760.8387 | 4140.8524 | 1525.8206 | 16427.5117 | 7018.9836 | 1857.6552 | 1307.1312 | 10183.77 | 948.9903 | 204.5478 | 362.6557 | 1516.1938 | 4727.5479
3 | 68 | 9 | 10905.8874 | 4170.4405 | 1523.7195 | 16600.0474 | 4815.8806 | 1210.7578 | 693.34 | 6719.9784 | 2411.4373 | 594.1625 | 993.0756 | 3998.6754 | 5881.3936
3 | 68 | 10 | 10963.8123 | 4141.2558 | 1514.1455 | 16619.2135 | 2975.9646 | 714.1645 | 386.6864 | 4076.8155 | 2453.1817 | 866.8929 | 1226.0274 | 4546.102 | 7996.296
3 | 68 | 11 | 10831.669 | 4099.3708 | 1506.9863 | 16438.0261 | 2324.3561 | 783.674 | 188.7975 | 3296.8276 | 2602.0701 | 905.8544 | 1298.7921 | 4806.7166 | 8334.4819
3 | 68 | 12 | 10660.9033 | 4024.0474 | 1499.75 | 16184.7007 | 2373.1964 | 1023.3297 | 91.6748 | 3488.2009 | 2179.0598 | 861.327 | 1288.9177 | 4329.3045 | 8367.1953
3 | 68 | 13 | 10583.8864 | 3983.4189 | 1487.8401 | 16055.1454 | 2669.7282 | 1142.7098 | 53.0545 | 3865.4926 | 2049.6521 | 763.9233 | 1192.8891 | 4006.4646 | 8183.1883
3 | 68 | 14 | 10696.5977 | 4005.4376 | 1494.7371 | 16196.7725 | 3365.1705 | 1281.5995 | 5.4831 | 4652.2531 | 1847.8873 | 770.8807 | 894.1836 | 3512.9515 | 8031.5678
3 | 68 | 15 | 10987.051 | 4093.3754 | 1524.5442 | 16604.9706 | 3918.0756 | 1630.2899 | 3.5219 | 5551.8874 | 1712.9136 | 779.2296 | 1177.8238 | 3669.967 | 7383.1162
3 | 68 | 16 | 11171.9011 | 4168.9417 | 1542.086 | 16882.9287 | 4423.797 | 1824.1397 | 5.8213 | 6253.758 | 1974.5121 | 823.757 | 616.5124 | 3414.7814 | 7214.3893
3 | 68 | 17 | 11292.5884 | 4262.8938 | 1538.1689 | 17093.6511 | 5025.5186 | 2162.9517 | 9.4339 | 7197.9042 | 1341.388 | 583.0307 | 428.7294 | 2353.1481 | 7542.5988
3 | 68 | 18 | 10917.1647 | 4148.6458 | 1483.1772 | 16548.9877 | 6162.1526 | 3215.6632 | 49.4027 | 9427.2185 | 569.1159 | 240.7263 | 88.0338 | 897.876 | 6223.8932
3 | 68 | 19 | 10357.3683 | 3927.658 | 1423.512 | 15708.5383 | 6512.1759 | 3306.2799 | 255.9359 | 10074.3917 | 0 | 0 | 0 | 0 | 5634.1466
3 | 68 | 20 | 9658.1502 | 3656.3595 | 1351.795 | 14666.3047 | 6778.9431 | 3361.859 | 761.0714 | 10901.8735 | 0 | 0 | 0 | 0 | 3764.4312
3 | 68 | 21 | 9017.4616 | 3405.5795 | 1296.2179 | 13719.259 | 8256.7423 | 3372.254 | 1549.3077 | 13178.304 | 0 | 0 | 0 | 0 | 540.955
3 | 68 | 22 | 8531.3711 | 3226.6948 | 1261.8417 | 13019.9077 | 9145.5484 | 3372.254 | 2622.7295 | 15140.5318 | 0 | 0 | 0 | 0 | -2120.6241
3 | 68 | 23 | 8237.2006 | 3128.4285 | 1248.1813 | 12613.8104 | 9122.3275 | 3372.254 | 3285.6866 | 15780.268 | 0 | 0 | 0 | 0 | -3166.4576
3 | 68 | 24 | 8104.7797 | 3086.0967 | 1233.5167 | 12424.393 | 9196.6833 | 3370.7074 | 3432.9299 | 16000.3206 | 0 | 0 | 0 | 0 | -3575.9275
3 | 69 | 1 | 8095.6526 | 3084.5233 | 1226.74 | 12406.9159 | 9289.0892 | 3372.254 | 3515.9898 | 16177.3329 | 0 | 0 | 0 | 0 | -3770.417
3 | 69 | 2 | 8275.4661 | 3147.9645 | 1235.9649 | 12659.3954 | 10076.3443 | 3372.254 | 3520.9972 | 16969.5955 | 0 | 0 | 0 | 0 | -4310.2001
3 | 69 | 3 | 8792.8671 | 3354.6694 | 1275.8167 | 13423.3532 | 10375.3412 | 3372.254 | 3545.2226 | 17292.8178 | 0 | 0 | 0 | 0 | -3869.4645
3 | 69 | 4 | 9659.5214 | 3753.4214 | 1335.8258 | 14748.7686 | 10635.3843 | 3372.254 | 3433.0172 | 17440.6555 | 0 | 0 | 0 | 0 | -2691.8869
3 | 69 | 5 | 10365.1376 | 4000.6971 | 1390.9512 | 15756.7858 | 10694.3599 | 3372.254 | 3473.2947 | 17539.9085 | 0 | 0 | 0 | 0 | -1783.1227
3 | 69 | 6 | 10764.6052 | 4047.1578 | 1432.0754 | 16243.8384 | 10609.0098 | 3372.254 | 3478.7244 | 17459.9882 | 0 | 0 | 0 | 0 | -1216.1498
3 | 69 | 7 | 10880.9366 | 3998.606 | 1448.3403 | 16327.8829 | 10680.358 | 3372.254 | 3507.0338 | 17559.6458 | 0 | 0 | 0 | 0 | -1231.7629
3 | 69 | 8 | 10862.4144 | 3938.1488 | 1451.5888 | 16252.152 | 10645.3803 | 3372.254 | 3649.0976 | 17666.7319 | 882.1992 | 346.4789 | 475.7109 | 1704.389 | -3118.9689
3 | 69 | 9 | 10788.6005 | 3850.4468 | 1453.3606 | 16092.4078 | 10546.0927 | 3372.254 | 3588.5149 | 17506.8615 | 2536.6705 | 802.8848 | 1068.5934 | 4408.1487 | -5822.6024
3 | 69 | 10 | 10626.3745 | 3775.0169 | 1445.144 | 15846.5354 | 10316.7819 | 3107.1721 | 3615.3132 | 17039.2672 | 2887.3239 | 993.5177 | 1732.0247 | 5612.8663 | -6805.5982
3 | 69 | 11 | 10542.2504 | 3756.5849 | 1437.957 | 15736.7924 | 10580.7621 | 3151.293 | 3706.2829 | 17438.338 | 2595.1128 | 972.6455 | 1672.8578 | 5240.6161 | -6942.1617
3 | 69 | 12 | 10421.9151 | 3724.565 | 1424.054 | 15570.534 | 10787.883 | 3108.3593 | 3725.179 | 17621.4213 | 2350.2121 | 921.1607 | 1196.4476 | 4467.8203 | -6518.7076
3 | 69 | 13 | 10409.7589 | 3715.0036 | 1422.6765 | 15547.439 | 10772.0035 | 3108.0067 | 3935.2659 | 17815.2761 | 1795.011 | 790.3615 | 875.7908 | 3461.1633 | -5729.0004
3 | 69 | 14 | 10531.3927 | 3784.7448 | 1437.5889 | 15753.7264 | 10885.4723 | 3276.3663 | 4068.2955 | 18230.1341 | 1911.8955 | 807.0592 | 1088.9493 | 3807.9039 | -6284.3116
3 | 69 | 15 | 10815.7385 | 3952.9739 | 1465.1553 | 16233.8677 | 10884.0896 | 3051.9783 | 4048.1291 | 17984.1971 | 2014.865 | 698.5236 | 1134.1806 | 3847.5693 | -5597.8986
3 | 69 | 16 | 11158.885 | 4109.7978 | 1505.3383 | 16774.021 | 10898.9529 | 3194.8534 | 3976.5615 | 18070.3678 | 1657.2544 | 450.84 | 1349.7678 | 3457.8621 | -4754.2088
3 | 69 | 17 | 11480.8187 | 4221.4391 | 1527.792 | 17230.0499 | 10866.9765 | 3044.381 | 3863.0102 | 17774.3677 | 1365.0433 | 229.5944 | 613.4956 | 2208.1333 | -2752.4511
3 | 69 | 18 | 11191.5985 | 4141.5262 | 1488.1627 | 16821.2873 | 10685.6735 | 3257.1424 | 3776.9959 | 17719.8117 | 585.8137 | 47.3104 | 183.1501 | 816.2742 | -1714.7985
3 | 69 | 19 | 10621.2378 | 3941.2379 | 1419.7715 | 15982.2472 | 10397.3088 | 3333.4705 | 3790.0837 | 17520.8631 | 0 | 0 | 0 | 0 | -1538.6159
3 | 69 | 20 | 9840.6517 | 3662.8462 | 1351.332 | 14854.83 | 10457.0661 | 3358.9293 | 3840.1187 | 17656.1141 | 0 | 0 | 0 | 0 | -2801.2841
3 | 69 | 21 | 9142.0141 | 3404.2587 | 1290.3114 | 13836.5842 | 10657.3846 | 3372.254 | 3984.4806 | 18014.1192 | 0 | 0 | 0 | 0 | -4177.535
3 | 69 | 22 | 8654.2816 | 3216.8041 | 1254.1836 | 13125.2693 | 10123.4709 | 3372.254 | 4228.5388 | 17724.2637 | 0 | 0 | 0 | 0 | -4598.9944
3 | 69 | 23 | 8363.5195 | 3119.4081 | 1249.1417 | 12732.0693 | 10311.7886 | 3369.3433 | 4134.2186 | 17815.3505 | 0 | 0 | 0 | 0 | -5083.2812
3 | 69 | 24 | 8207.2833 | 3071.9375 | 1238.5457 | 12517.7664 | 10023.2724 | 3038.9398 | 4168.8949 | 17231.1072 | 0 | 0 | 0 | 0 | -4713.3407
3 | 70 | 1 | 8192.8121 | 3065.4459 | 1232.5442 | 12490.8022 | 10111.7138 | 2741.3009 | 4167.6273 | 17020.642 | 0 | 0 | 0 | 0 | -4529.8398
3 | 70 | 2 | 8382.8954 | 3131.0121 | 1250.4554 | 12764.363 | 9992.6532 | 2718.7356 | 4242.1766 | 16953.5654 | 0 | 0 | 0 | 0 | -4189.2024
3 | 70 | 3 | 8972.4336 | 3339.8492 | 1304.3222 | 13616.605 | 10222.1509 | 2723.1947 | 4190.5598 | 17135.9054 | 0 | 0 | 0 | 0 | -3519.3003
3 | 70 | 4 | 10057.7645 | 3735.1227 | 1402.1318 | 15195.019 | 10312.711 | 2918.4783 | 4179.5338 | 17410.7231 | 0 | 0 | 0 | 0 | -2215.7041
3 | 70 | 5 | 10735.5876 | 3977.2196 | 1448.2973 | 16161.1046 | 10033.2711 | 2973.8199 | 4162.3094 | 17169.4003 | 0 | 0 | 0 | 0 | -1008.2957
3 | 70 | 6 | 10946.7487 | 4005.6618 | 1466.4259 | 16418.8364 | 9730.2625 | 2465.1368 | 4143.5611 | 16338.9603 | 0 | 0 | 0 | 0 | 79.876
3 | 70 | 7 | 10865.0306 | 3968.8804 | 1464.4995 | 16298.4105 | 9542.5642 | 2179.5241 | 4100.0427 | 15822.1311 | 0 | 0 | 0 | 0 | 476.2794
3 | 70 | 8 | 10699.9908 | 3883.6307 | 1457.2453 | 16040.8668 | 9409.707 | 2008.8295 | 3884.7935 | 15303.33 | 891.9396 | 377.0915 | 293.8064 | 1562.8374 | -825.3006
3 | 70 | 9 | 10517.6752 | 3751.7646 | 1442.8521 | 15712.2919 | 8208.4778 | 1784.6629 | 2802.9768 | 12796.1176 | 2160.9706 | 921.1607 | 886.2722 | 3968.4035 | -1052.2293
3 | 70 | 10 | 10313.8839 | 3661.3886 | 1427.3611 | 15402.6336 | 6780.5755 | 1645.5449 | 1936.7469 | 10362.8673 | 2141.4899 | 997.6922 | 986.0449 | 4125.227 | 914.5393
3 | 70 | 11 | 10174.6571 | 3611.251 | 1419.7812 | 15205.6892 | 5770.9751 | 1454.3093 | 1634.4458 | 8859.7303 | 2191.5832 | 965.6881 | 781.8604 | 3939.1317 | 2406.8273
3 | 70 | 12 | 10025.2392 | 3554.1254 | 1423.5743 | 15002.9388 | 4952.8978 | 1553.2285 | 1560.6493 | 8066.7756 | 2322.3824 | 911.4203 | 773.7452 | 4007.548 | 2928.6153
3 | 70 | 13 | 10082.8014 | 3554.9859 | 1435.1706 | 15072.9579 | 4927.9772 | 1584.5725 | 1288.0618 | 7800.6115 | 2293.1613 | 883.5907 | 923.979 | 4100.731 | 3171.6154
3 | 70 | 14 | 10306.8188 | 3639.1411 | 1446.1746 | 15392.1345 | 5256.9358 | 1336.1952 | 1263.1148 | 7856.2458 | 2515.7984 | 903.0714 | 1172.4545 | 4591.3243 | 2944.5645
3 | 70 | 15 | 10668.3944 | 3794.1244 | 1469.932 | 15932.4508 | 5064.0896 | 1060.0602 | 1009.794 | 7133.9438 | 2774.6139 | 950.3818 | 1308.4908 | 5033.4865 | 3765.0205
3 | 70 | 16 | 11037.0659 | 3942.8576 | 1513.1541 | 16493.0776 | 4805.5072 | 995.7389 | 1027.0754 | 6828.3215 | 2746.7843 | 964.2966 | 1767.5574 | 5478.6383 | 4186.1178
3 | 70 | 17 | 11395.0782 | 4091.4115 | 1534.708 | 17021.1976 | 4709.1446 | 1120.0085 | 847.4721 | 6676.6252 | 2243.068 | 859.9355 | 1428.4571 | 4531.4606 | 5813.1118
3 | 70 | 18 | 11144.4521 | 4035.8542 | 1495.1297 | 16675.436 | 4817.357 | 1417.8792 | 1306.2961 | 7541.5324 | 741.6596 | 342.3044 | 499.1161 | 1583.0801 | 7550.8236
3 | 70 | 19 | 10609.0915 | 3850.007 | 1433.3176 | 15892.4162 | 6216.0866 | 1434.2167 | 1617.1372 | 9267.4405 | 0 | 0 | 0 | 0 | 6624.9757
3 | 70 | 20 | 9865.7898 | 3586.4755 | 1365.1389 | 14817.4042 | 5877.6236 | 2191.4824 | 2257.7078 | 10326.8138 | 0 | 0 | 0 | 0 | 4490.5904
3 | 70 | 21 | 9174.517 | 3336.5544 | 1308.3535 | 13819.4248 | 5735.0307 | 2763.0643 | 2692.9598 | 11191.0548 | 0 | 0 | 0 | 0 | 2628.3701
3 | 70 | 22 | 8676.0943 | 3153.6631 | 1270.7906 | 13100.548 | 5474.7466 | 2818.1146 | 2564.4705 | 10857.3317 | 0 | 0 | 0 | 0 | 2243.2163
3 | 70 | 23 | 8371.6394 | 3060.014 | 1253.8447 | 12685.4981 | 4482.5507 | 2538.3829 | 2416.6577 | 9437.5913 | 0 | 0 | 0 | 0 | 3247.9068
3 | 70 | 24 | 8206.8723 | 3012.9375 | 1243.1273 | 12462.9371 | 3763.7141 | 2499.1627 | 2041.7666 | 8304.6434 | 0 | 0 | 0 | 0 | 4158.2937
3 | 71 | 1 | 8183.8624 | 3012.3135 | 1240.006 | 12436.1819 | 3126.901 | 2263.5573 | 1640.814 | 7031.2722 | 0 | 0 | 0 | 0 | 5404.9096
3 | 71 | 2 | 8378.1889 | 3081.2791 | 1257.6425 | 12717.1105 | 3017.1861 | 1575.7175 | 1425.7613 | 6018.6649 | 0 | 0 | 0 | 0 | 6698.4456
3 | 71 | 3 | 8962.1915 | 3291.0941 | 1311.9616 | 13565.2472 | 2900.4761 | 1457.3156 | 1379.9224 | 5737.7141 | 0 | 0 | 0 | 0 | 7827.5332
3 | 71 | 4 | 10049.9734 | 3686.2437 | 1404.218 | 15140.4351 | 2970.8263 | 1186.3807 | 1255.6694 | 5412.8764 | 0 | 0 | 0 | 0 | 9727.5587
3 | 71 | 5 | 10702.293 | 3933.3972 | 1447.6008 | 16083.2911 | 2687.8942 | 1710.673 | 1226.0023 | 5624.5696 | 0 | 0 | 0 | 0 | 10458.7215
3 | 71 | 6 | 10826.414 | 3947.5323 | 1467.6731 | 16241.6194 | 2707.0809 | 2302.6498 | 1001.478 | 6011.2086 | 0 | 0 | 0 | 0 | 10230.4108
3 | 71 | 7 | 10777.0212 | 3898.1578 | 1473.464 | 16148.643 | 2897.2552 | 2161.3341 | 883.5707 | 5942.16 | 0 | 0 | 0 | 0 | 10206.483
3 | 71 | 8 | 10760.4198 | 3841.6944 | 1461.0183 | 16063.1326 | 2717.1563 | 1569.6915 | 636.2022 | 4923.0499 | 873.8503 | 343.6959 | 889.0924 | 2106.6386 | 9033.4441
3 | 71 | 9 | 10634.1464 | 3777.2763 | 1438.9075 | 15850.3301 | 1406.7422 | 561.1912 | 337.4797 | 2305.4131 | 2741.2183 | 903.0714 | 1814.8007 | 5459.0904 | 8085.8266
3 | 71 | 10 | 10460.9783 | 3713.7364 | 1420.1657 | 15594.8804 | 1013.5263 | 219.2265 | 241.633 | 1474.3858 | 2926.2853 | 986.5603 | 1906.1801 | 5819.0257 | 8301.4688
3 | 71 | 11 | 10362.8715 | 3710.2314 | 1412.9055 | 15486.0084 | 1224.6403 | 202.1816 | 164.0561 | 1590.878 | 2679.9932 | 948.9903 | 1767.2032 | 5396.1867 | 8498.9438
3 | 71 | 12 | 10260.1611 | 3682.8898 | 1402.9815 | 15346.0324 | 1499.2729 | 339.5862 | 125.0499 | 1963.909 | 1644.731 | 893.3311 | 1452.1749 | 3990.237 | 9391.8864
3 | 71 | 13 | 10271.3889 | 3686.1514 | 1398.3708 | 15355.9111 | 1900.8709 | 465.5469 | 132.7143 | 2499.132 | 1090.9214 | 538.5033 | 1171.179 | 2800.6037 | 10056.1754
3 | 71 | 14 | 10423.51 | 3750.7235 | 1419.0996 | 15593.3331 | 2530.4503 | 461.8021 | 215.2195 | 3207.4718 | 890.5481 | 322.8237 | 1172.7624 | 2386.1342 | 9999.727
3 | 71 | 15 | 10719.7773 | 3858.1056 | 1447.4415 | 16025.3244 | 2944.6355 | 751.2776 | 295.3556 | 3991.2688 | 715.2214 | 384.0489 | 990.8163 | 2090.0866 | 9943.969
3 | 71 | 16 | 11064.0889 | 4000.5844 | 1485.1553 | 16549.8285 | 4185.804 | 735.1141 | 471.8252 | 5392.7433 | 1146.5806 | 229.5944 | 1052.6874 | 2428.8625 | 8728.2227
3 | 71 | 17 | 11410.5653 | 4160.414 | 1510.1113 | 17081.0906 | 5396.3704 | 1194.3949 | 737.3334 | 7328.0987 | 346.4789 | 360.3937 | 658.2287 | 1365.1012 | 8387.8907
3 | 71 | 18 | 11187.7002 | 4122.2081 | 1485.8132 | 16795.7215 | 7205.9999 | 2038.7369 | 1365.0941 | 10609.8308 | 69.5741 | 27.8296 | 223.8201 | 321.2238 | 5864.6669
3 | 71 | 19 | 10769.4335 | 3974.884 | 1440.8164 | 16185.1339 | 9000.2554 | 3068.414 | 2336.1426 | 14404.812 | 0 | 0 | 0 | 0 | 1780.3219
3 | 71 | 20 | 10175.8982 | 3766.6805 | 1382.1768 | 15324.7554 | 9471.514 | 3236.7104 | 3535.6278 | 16243.8522 | 0 | 0 | 0 | 0 | -919.0968
3 | 71 | 21 | 9535.3729 | 3526.2969 | 1332.3083 | 14393.9781 | 9524.0625 | 3208.289 | 3759.6594 | 16492.0109 | 0 | 0 | 0 | 0 | -2098.0329
3 | 71 | 22 | 9000.0533 | 3339.349 | 1301.3582 | 13640.7605 | 9413.1385 | 3236.425 | 3976.9181 | 16626.4816 | 0 | 0 | 0 | 0 | -2985.7211
3 | 71 | 23 | 8692.5187 | 3226.2334 | 1277.6363 | 13196.3884 | 9323.9206 | 3123.0473 | 4141.5022 | 16588.4701 | 0 | 0 | 0 | 0 | -3392.0817
3 | 71 | 24 | 8506.6859 | 3161.8339 | 1268.7035 | 12937.2234 | 9158.2785 | 3170.4509 | 4154.3516 | 16483.081 | 0 | 0 | 0 | 0 | -3545.8576
3 | 72 | 1 | 8428.9149 | 3132.4148 | 1265.2361 | 12826.5658 | 9644.5998 | 3338.2967 | 4226.3591 | 17209.2557 | 0 | 0 | 0 | 0 | -4382.6899
3 | 72 | 2 | 8469.5503 | 3147.4703 | 1274.6336 | 12891.6543 | 9649.4793 | 3372.254 | 4260.5784 | 17282.3117 | 0 | 0 | 0 | 0 | -4390.6575
3 | 72 | 3 | 8707.9805 | 3228.3742 | 1299.3822 | 13235.7368 | 9861.0626 | 3372.254 | 4260.7478 | 17494.0644 | 0 | 0 | 0 | 0 | -4258.3276
3 | 72 | 4 | 9151.278 | 3390.4535 | 1336.5184 | 13878.2499 | 9655.9343 | 3372.254 | 4263.3683 | 17291.5566 | 0 | 0 | 0 | 0 | -3413.3067
3 | 72 | 5 | 9609.8118 | 3554.8093 | 1378.244 | 14542.8651 | 9579.643 | 3372.254 | 4261.8336 | 17213.7306 | 0 | 0 | 0 | 0 | -2670.8655
3 | 72 | 6 | 9955.1551 | 3676.168 | 1425.8143 | 15057.1374 | 9763.4952 | 3372.254 | 4254.4877 | 17390.2369 | 0 | 0 | 0 | 0 | -2333.0995
3 | 72 | 7 | 10044.9406 | 3707.7209 | 1451.8273 | 15204.4888 | 10021.7446 | 3372.254 | 4263.3025 | 17657.3011 | 0 | 0 | 0 | 0 | -2452.8124
3 | 72 | 8 | 10024.2609 | 3676.63 | 1463.2478 | 15164.1388 | 9957.1292 | 3372.254 | 4261.5262 | 17590.9094 | 147.497 | 90.4463 | 77.3396 | 315.2829 | -2742.0535
3 | 72 | 9 | 9931.8138 | 3607.0683 | 1453.4406 | 14992.3227 | 9815.208 | 3372.254 | 4251.1963 | 17438.6583 | 559.3755 | 361.7851 | 229.4232 | 1150.5839 | -3596.9195
3 | 72 | 10 | 9765.4921 | 3522.1812 | 1440.7865 | 14728.4598 | 9802.238 | 3372.254 | 4248.4032 | 17422.8951 | 928.1181 | 482.844 | 530.3492 | 1941.3113 | -4635.7467
3 | 72 | 11 | 9588.0323 | 3444.1065 | 1429.204 | 14461.3428 | 9715.9016 | 3372.254 | 4228.1521 | 17316.3077 | 1129.8829 | 488.41 | 790.7347 | 2409.0276 | -5263.9924
3 | 72 | 12 | 9445.6558 | 3361.9046 | 1417.5277 | 14225.0881 | 9972.5799 | 3372.254 | 4238.5238 | 17583.3576 | 1658.6458 | 485.627 | 1103.4221 | 3247.695 | -6605.9645
3 | 72 | 13 | 9442.728 | 3334.9466 | 1423.2572 | 14200.9318 | 10039.1376 | 3372.1373 | 4258.8339 | 17670.1088 | 1676.7351 | 734.7022 | 1032.2111 | 3443.6483 | -6912.8253
3 | 72 | 14 | 9636.7912 | 3380.6099 | 1432.8982 | 14450.2993 | 10245.8599 | 3371.8309 | 4263.3913 | 17881.082 | 1925.8102 | 726.3533 | 983.5509 | 3635.7144 | -7066.4972
3 | 72 | 15 | 9960.3962 | 3482.7776 | 1456.793 | 14899.9668 | 10352.3919 | 3248.7479 | 4263.3913 | 17864.5311 | 1632.2077 | 819.5825 | 662.1857 | 3113.9759 | -6078.5402
3 | 72 | 16 | 10333.8975 | 3583.4318 | 1480.816 | 15398.1454 | 10406.9304 | 3148.1362 | 4263.3913 | 17818.4579 | 1935.5505 | 328.3896 | 703.1266 | 2967.0667 | -5387.3792
3 | 72 | 17 | 10746.5571 | 3740.8912 | 1502.1624 | 15989.6107 | 10572.9658 | 3186.9444 | 4263.3913 | 18023.3015 | 1323.2988 | 201.7648 | 339.8711 | 1864.9347 | -3898.6256
3 | 72 | 18 | 10666.9259 | 3740.0479 | 1480.1746 | 15887.1483 | 10430.8039 | 2989.0222 | 4263.3913 | 17683.2174 | 425.7933 | 44.5274 | 58.1922 | 528.5129 | -2324.5819
3 | 72 | 19 | 10357.4064 | 3647.0042 | 1441.9247 | 15446.3353 | 10471.5841 | 3020.9124 | 4263.3913 | 17755.8878 | 0 | 0 | 0 | 0 | -2309.5525
3 | 72 | 20 | 9898.7589 | 3491.8398 | 1388.9928 | 14779.5915 | 10466.084 | 3372.1261 | 4263.3913 | 18101.6014 | 0 | 0 | 0 | 0 | -3322.0098
3 | 72 | 21 | 9404.8425 | 3316.6903 | 1346.1418 | 14067.6746 | 10689.1867 | 3372.254 | 4263.3913 | 18324.8319 | 0 | 0 | 0 | 0 | -4257.1573
3 | 72 | 22 | 9000.1737 | 3173.1402 | 1316.7194 | 13490.0333 | 10619.0934 | 3306.2799 | 4263.3913 | 18188.7646 | 0 | 0 | 0 | 0 | -4698.7313
3 | 72 | 23 | 8726.4965 | 3083.6731 | 1307.2867 | 13117.4563 | 10222.1128 | 3261.4427 | 4263.3913 | 17746.9467 | 0 | 0 | 0 | 0 | -4629.4904
3 | 72 | 24 | 8596.6835 | 3041.4284 | 1295.6036 | 12933.7156 | 10163.9444 | 3356.7577 | 4263.3913 | 17784.0934 | 0 | 0 | 0 | 0 | -4850.3779
3 | 73 | 1 | 8553.7216 | 3030.8128 | 1294.5729 | 12879.1073 | 10158.8324 | 3364.798 | 4263.3913 | 17787.0216 | 0 | 0 | 0 | 0 | -4907.9144
3 | 73 | 2 | 8597.1295 | 3055.0177 | 1298.9082 | 12951.0554 | 10110.5637 | 3366.4327 | 4263.3913 | 17740.3877 | 0 | 0 | 0 | 0 | -4789.3323
3 | 73 | 3 | 8774.2561 | 3129.4504 | 1314.5574 | 13218.2639 | 10101.3665 | 2891.0313 | 4107.485 | 17099.8828 | 0 | 0 | 0 | 0 | -3881.6189
3 | 73 | 4 | 9130.2763 | 3259.0289 | 1345.3372 | 13734.6423 | 10189.0751 | 2928.8694 | 3783.6982 | 16901.6427 | 0 | 0 | 0 | 0 | -3167.0004
3 | 73 | 5 | 9490.65 | 3399.1408 | 1391.9221 | 14281.7128 | 10029.3489 | 2847.372 | 3754.1713 | 16630.8921 | 0 | 0 | 0 | 0 | -2349.1793
3 | 73 | 6 | 9787.6093 | 3527.8946 | 1436.2028 | 14751.7067 | 10103.6026 | 3012.3072 | 3786.3861 | 16902.2959 | 0 | 0 | 0 | 0 | -2150.5891
3 | 73 | 7 | 9916.2054 | 3585.9995 | 1459.2155 | 14961.4204 | 10299.9735 | 3364.4923 | 3807.0475 | 17471.5134 | 0 | 0 | 0 | 0 | -2510.093
3 | 73 | 8 | 9928.0394 | 3590.4022 | 1458.8998 | 14977.3415 | 10100.6706 | 3372.254 | 3514.1414 | 16987.0661 | 814.0166 | 404.9211 | 464.6416 | 1683.5793 | -3693.3038
3 | 73 | 9 | 9882.3504 | 3567.431 | 1453.6146 | 14903.396 | 9404.8806 | 3372.254 | 2285.2243 | 15062.3589 | 2295.9443 | 918.3778 | 1064.6065 | 4278.9286 | -4437.8915
3 | 73 | 10 | 9800.3027 | 3542.4794 | 1447.5939 | 14790.3759 | 9106.5128 | 3372.254 | 1913.5398 | 14392.3066 | 2641.9481 | 1000 | 1129.0522 | 4771.0003 | -4372.931
3 | 73 | 11 | 9671.8031 | 3497.6342 | 1437.3986 | 14606.8358 | 9301.5387 | 3372.254 | 1760.8972 | 14434.6898 | 2605.7695 | 994.9092 | 1307.6736 | 4908.3523 | -4736.2064
3 | 73 | 12 | 9541.2397 | 3451.3938 | 1430.817 | 14423.4505 | 9495.5649 | 3372.254 | 1910.9712 | 14778.7901 | 2500.492 | 946.2074 | 1357.892 | 4804.5914 | -5159.931
3 | 73 | 13 | 9553.2409 | 3440.4891 | 1434.0577 | 14427.7878 | 9615.6095 | 3372.254 | 2507.7241 | 15495.5876 | 2148.4472 | 855.7611 | 1259.3215 | 4263.5298 | -5331.3296
3 | 73 | 14 | 9812.1006 | 3513.5695 | 1452.799 | 14778.469 | 9376.117 | 3372.254 | 3398.8824 | 16147.2534 | 2059.3925 | 830.7144 | 1273.1321 | 4163.239 | -5532.0234
3 | 73 | 15 | 10262.4094 | 3651.1938 | 1486.1909 | 15399.794 | 9345.5547 | 3372.254 | 3442.4434 | 16160.2521 | 2113.6602 | 859.9355 | 1152.4112 | 4126.0069 | -4886.465
3 | 73 | 16 | 10714.2089 | 3804.5887 | 1515.1468 | 16033.9445 | 9556.9482 | 3134.8266 | 3277.6376 | 15969.4124 | 2365.5184 | 896.114 | 1071.9806 | 4333.613 | -4269.081
3 | 73 | 17 | 11173.4737 | 3989.0427 | 1534.0522 | 16696.5686 | 9517.1509 | 2831.0724 | 3202.5626 | 15550.786 | 2206.8895 | 722.1788 | 1009.8269 | 3938.8952 | -2793.1125
3 | 73 | 18 | 10997.3947 | 3963.8014 | 1498.0701 | 16459.2662 | 9758.0383 | 2990.9626 | 2711.6633 | 15460.6643 | 826.54 | 269.9474 | 229.6733 | 1326.1606 | -327.5587
3 | 73 | 19 | 10494.597 | 3805.7988 | 1437.1714 | 15737.5673 | 9968.5398 | 3212.1698 | 2528.2305 | 15708.9401 | 0 | 0 | 0 | 0 | 28.6272
3 | 73 | 20 | 9844.3907 | 3575.585 | 1374.7022 | 14794.678 | 9536.8904 | 3084.1025 | 2296.0326 | 14917.0255 | 0 | 0 | 0 | 0 | -122.3476
3 | 73 | 21 | 9235.1273 | 3345.9166 | 1334.9115 | 13915.9555 | 9979.9353 | 2934.6906 | 2116.6863 | 15031.3123 | 0 | 0 | 0 | 0 | -1115.3568
3 | 73 | 22 | 8863.0679 | 3191.1217 | 1306.9787 | 13361.1683 | 10049.504 | 2945.3629 | 1962.6478 | 14957.5147 | 0 | 0 | 0 | 0 | -1596.3464
3 | 73 | 23 | 8633.034 | 3100.4758 | 1299.039 | 13032.5488 | 10590.1988 | 3086.0429 | 2480.2546 | 16156.4963 | 0 | 0 | 0 | 0 | -3123.9475
3 | 73 | 24 | 8553.753 | 3055.1046 | 1297.0816 | 12905.9391 | 10736.2431 | 3372.254 | 2683.1681 | 16791.6651 | 0 | 0 | 0 | 0 | -3885.726
3 | 74 | 1 | 8572.6845 | 3048.9575 | 1305.073 | 12926.7151 | 10784.2354 | 3372.254 | 2427.7739 | 16584.2633 | 0 | 0 | 0 | 0 | -3657.5483
3 | 74 | 2 | 8810.1253 | 3105.6983 | 1321.9211 | 13237.7447 | 10810.1041 | 3372.254 | 2676.4372 | 16858.7953 | 0 | 0 | 0 | 0 | -3621.0506
3 | 74 | 3 | 9458.7995 | 3333.8044 | 1378.305 | 14170.9089 | 10746.7078 | 3372.254 | 2730.4329 | 16849.3947 | 0 | 0 | 0 | 0 | -2678.4857
3 | 74 | 4 | 10619.8987 | 3761.1067 | 1474.5398 | 15855.5451 | 10750.6765 | 3372.254 | 2929.0563 | 17051.9868 | 0 | 0 | 0 | 0 | -1196.4417
3 | 74 | 5 | 11280.3949 | 4008.5022 | 1512.5727 | 16801.4699 | 10641.6393 | 3372.254 | 2962.356 | 16976.2493 | 0 | 0 | 0 | 0 | -174.7795
3 | 74 | 6 | 11276.3391 | 4005.8112 | 1525.8166 | 16807.9669 | 10708.1414 | 3372.254 | 3194.0179 | 17274.4133 | 0 | 0 | 0 | 0 | -466.4464
3 | 74 | 7 | 11041.8876 | 3901.5631 | 1530.3359 | 16473.7866 | 10889.8637 | 3372.254 | 3356.7397 | 17618.8574 | 0 | 0 | 0 | 0 | -1145.0708
3 | 74 | 8 | 10803.0828 | 3817.5658 | 1518.4988 | 16139.1474 | 10954.3845 | 3372.254 | 3466.3178 | 17792.9563 | 652.6048 | 289.4281 | 489.0124 | 1431.0453 | -3084.8542
3 | 74 | 9 | 10603.7604 | 3735.6281 | 1501.2824 | 15840.6709 | 10936.2192 | 3372.1273 | 3511.7611 | 17820.1076 | 2179.0598 | 513.4566 | 1236.5324 | 3929.0489 | -5908.4856
3 | 74 | 10 | 10393.6451 | 3661.8522 | 1480.8466 | 15536.3439 | 10755.1662 | 2791.2009 | 3479.7607 | 17026.1278 | 2701.7817 | 839.0633 | 1764.9366 | 5305.7816 | -6795.5654
3 | 74 | 11 | 10250.717 | 3620.0712 | 1463.9332 | 15334.7215 | 10442.2208 | 2534.2775 | 3715.0166 | 16691.5149 | 2350.2121 | 943.4243 | 1410.7892 | 4704.4256 | -6061.2191
3 | 74 | 12 | 10067.5396 | 3568.3052 | 1443.0523 | 15078.8972 | 10290.7425 | 2415.032 | 3921.1994 | 16626.9739 | 2551.9769 | 946.2074 | 1180.5578 | 4678.742 | -6226.8187
3 | 74 | 13 | 10073.6174 | 3562.9086 | 1440.3346 | 15076.8606 | 10262.9894 | 2719.9559 | 4154.0518 | 17136.9971 | 2261.1573 | 925.3352 | 1180.7408 | 4367.2333 | -6427.3698
3 | 74 | 14 | 10324.1828 | 3644.5804 | 1462.5217 | 15431.2849 | 10421.7727 | 3232.4027 | 4151.369 | 17805.5445 | 2326.5569 | 939.25 | 858.6183 | 4124.4252 | -6498.6847
3 | 74 | 15 | 10818.9912 | 3813.2254 | 1501.1359 | 16133.3526 | 10331.9505 | 2875.3317 | 4194.5119 | 17401.7942 | 2641.0317 | 978.2114 | 894.7135 | 4513.9566 | -5782.3982
3 | 74 | 16 | 11301.0799 | 3991.1077 | 1535.708 | 16827.8956 | 10508.2361 | 2791.602 | 4160.8563 | 17460.6944 | 2256.9828 | 999.0836 | 1139.5218 | 4395.5883 | -5028.3871
3 | 74 | 17 | 11727.9199 | 4170.2581 | 1559.4724 | 17457.6504 | 10649.0469 | 2774.9685 | 4130.0027 | 17554.0181 | 1362.2603 | 718.0044 | 650.0465 | 2730.3112 | -2826.6788
3 | 74 | 18 | 11483.85 | 4128.3409 | 1520.495 | 17132.6859 | 10708.7883 | 2781.5867 | 4105.3465 | 17595.7216 | 562.1585 | 378.483 | 191.7327 | 1132.3742 | -1595.4099
3 | 74 | 19 | 10883.2222 | 3932.3635 | 1457.7847 | 16273.3704 | 10757.2712 | 2934.2076 | 4134.4874 | 17825.9662 | 0 | 0 | 0 | 0 | -1552.5958
3 | 74 | 20 | 10083.6129 | 3659.1029 | 1387.5695 | 15130.2853 | 10648.166 | 3103.0068 | 3968.0969 | 17719.2696 | 0 | 0 | 0 | 0 | -2588.9843
3 | 74 | 21 | 9395.0267 | 3406.3013 | 1330.4804 | 14131.8083 | 10825.3054 | 2870.2506 | 3795.3852 | 17490.9413 | 0 | 0 | 0 | 0 | -3359.133
3 | 74 | 22 | 8931.9132 | 3241.9287 | 1294.1854 | 13468.0272 | 10742.9048 | 3342.081 | 3596.6413 | 17681.6271 | 0 | 0 | 0 | 0 | -4213.5999
3 | 74 | 23 | 8678.7815 | 3153.136 | 1284.5742 | 13116.4917 | 10807.1582 | 3372.254 | 3664.2044 | 17843.6165 | 0 | 0 | 0 | 0 | -4727.1248
3 | 74 | 24 | 8571.4337 | 3117.2467 | 1275.4238 | 12964.1041 | 10675.7499 | 3366.1449 | 3673.9312 | 17715.826 | 0 | 0 | 0 | 0 | -4751.7219
3 | 75 | 1 | 8583.355 | 3124.2426 | 1277.2759 | 12984.8736 | 9956.1663 | 3364.5454 | 3916.874 | 17237.5856 | 0 | 0 | 0 | 0 | -4252.7121
3 | 75 | 2 | 8792.5358 | 3199.8251 | 1295.5908 | 13287.9518 | 10426.1325 | 3367.8525 | 4237.2254 | 18031.2104 | 0 | 0 | 0 | 0 | -4743.2586
3 | 75 | 3 | 9449.1781 | 3428.4721 | 1356.6028 | 14234.2531 | 10194.495 | 3281.6363 | 4228.2351 | 17704.3665 | 0 | 0 | 0 | 0 | -3470.1134
3 | 75 | 4 | 10585.8674 | 3842.2861 | 1456.0068 | 15884.1602 | 10387.6115 | 3144.4163 | 4193.1292 | 17725.157 | 0 | 0 | 0 | 0 | -1840.9967
3 | 75 | 5 | 11209.3547 | 4083.1738 | 1503.3151 | 16795.8436 | 10677.4175 | 3372.254 | 4140.6457 | 18190.3172 | 0 | 0 | 0 | 0 | -1394.4736
3 | 75 | 6 | 11126.3724 | 4094.638 | 1510.2119 | 16731.2223 | 10461.5778 | 3372.254 | 4041.402 | 17875.2338 | 0 | 0 | 0 | 0 | -1144.0114
3 | 75 | 7 | 10836.1363 | 4002.1695 | 1502.4222 | 16340.728 | 10535.3983 | 3372.254 | 4128.7652 | 18036.4175 | 0 | 0 | 0 | 0 | -1695.6895
3 | 75 | 8 | 10547.0966 | 3926.0823 | 1476.4118 | 15949.5907 | 10637.7974 | 3372.254 | 4098.4141 | 18108.4655 | 1138.2318 | 445.274 | 867.0116 | 2450.5175 | -4609.3922
3 | 75 | 9 | 10272.2525 | 3900.6049 | 1460.9863 | 15633.8437 | 10646.8577 | 3081.1414 | 3764.0502 | 17492.0493 | 2423.9605 | 915.5947 | 1908.6714 | 5248.2267 | -7106.4323
3 | 75 | 10 | 10130.9092 | 3878.6583 | 1445.1434 | 15454.7109 | 10688.2771 | 3005.1472 | 3628.5592 | 17321.9835 | 2519.4977 | 1000 | 1971.7876 | 5491.2853 | -7358.5579
3 | 75 | 11 | 10088.3063 | 3865.5053 | 1430.5525 | 15384.364 | 10793.1717 | 3365.4625 | 3577.7223 | 17736.3565 | 2608.5525 | 1000 | 1929.2976 | 5537.8501 | -7889.8425
3 | 75 | 12 | 10028.3972 | 3837.469 | 1409.8014 | 15275.6676 | 10838.5937 | 3372.254 | 3591.2012 | 17802.0489 | 2592.3299 | 974.037 | 1840.0349 | 5406.4018 | -7932.7831
3 | 75 | 13 | 10095.1994 | 3826.1563 | 1409.8149 | 15331.1705 | 10909.1706 | 3372.254 | 3609.0263 | 17890.4509 | 2539.4536 | 940.6414 | 1691.4218 | 5171.5168 | -7730.7973
3 | 75 | 14 | 10311.9339 | 3894.4607 | 1426.2125 | 15632.6071 | 10925.0425 | 3372.254 | 3644.4191 | 17941.7156 | 2398.9139 | 798.7103 | 1855.3204 | 5052.9446 | -7362.053
3 | 75 | 15 | 10747.8336 | 4039.2626 | 1461.2755 | 16248.3717 | 10915.884 | 3372.254 | 3687.2666 | 17975.4046 | 2399.8303 | 851.5866 | 1815.5341 | 5066.951 | -6793.9838
3 | 75 | 16 | 11167.6313 | 4149.8975 | 1500.1439 | 16817.6727 | 10888.1347 | 3372.254 | 3719.13 | 17979.5186 | 2825.6236 | 914.2033 | 1921.0738 | 5660.9006 | -6822.7466
3 | 75 | 17 | 11471.7519 | 4223.0415 | 1531.9951 | 17226.7885 | 10893.2858 | 3372.254 | 3802.0381 | 18067.5779 | 2301.5102 | 805.6677 | 1411.7639 | 4518.9418 | -5359.7312
3 | 75 | 18 | 11183.8421 | 4126.4279 | 1498.6521 | 16808.922 | 10847.4303 | 3372.254 | 3874.1205 | 18093.8048 | 1000.4751 | 413.27 | 519.2174 | 1932.9624 | -3217.8452
3 | 75 | 19 | 10601.9659 | 3907.7608 | 1440.6758 | 15950.4025 | 10818.3457 | 3372.254 | 3883.1741 | 18073.7738 | 0 | 0 | 0 | 0 | -2123.3713
3 | 75 | 20 | 9817.5495 | 3623.567 | 1373.7434 | 14814.8599 | 10729.1784 | 3372.254 | 3828.6594 | 17930.0918 | 0 | 0 | 0 | 0 | -3115.2318
3 | 75 | 21 | 9112.7704 | 3364.2403 | 1319.8558 | 13796.8666 | 10815.1098 | 3372.254 | 3777.679 | 17965.0427 | 0 | 0 | 0 | 0 | -4168.1762
3 | 75 | 22 | 8644.3524 | 3177.6873 | 1284.8214 | 13106.8611 | 10630.1577 | 3372.254 | 3888.875 | 17891.2866 | 0 | 0 | 0 | 0 | -4784.4255
3 | 75 | 23 | 8369.4526 | 3074.5326 | 1273.1754 | 12717.1606 | 10733.022 | 3372.254 | 4263.3913 | 18368.6673 | 0 | 0 | 0 | 0 | -5651.5067
3 | 75 | 24 | 8213.8128 | 3025.2051 | 1268.1298 | 12507.1477 | 10716.5167 | 2820.0532 | 4263.3715 | 17799.9413 | 0 | 0 | 0 | 0 | -5292.7937
3 | 76 | 1 | 8209.3076 | 3016.7155 | 1268.223 | 12494.2462 | 10741.1673 | 3300.955 | 4263.3913 | 18305.5136 | 0 | 0 | 0 | 0 | -5811.2674
3 | 76 | 2 | 8400.8336 | 3076.1474 | 1282.7166 | 12759.6976 | 10709.5243 | 2969.268 | 4101.6638 | 17780.4561 | 0 | 0 | 0 | 0 | -5020.7585
3 | 76 | 3 | 9000.5663 | 3278.6448 | 1341.5014 | 13620.7125 | 10505.2491 | 3089.1331 | 3772.5062 | 17366.8884 | 0 | 0 | 0 | 0 | -3746.1759
3 | 76 | 4 | 10101.0438 | 3658.4522 | 1443.805 | 15203.3009 | 9824.2234 | 3101.1829 | 3550.1704 | 16475.5767 | 0 | 0 | 0 | 0 | -1272.2758
3 | 76 | 5 | 10770.8804 | 3923.8309 | 1489.2916 | 16184.0029 | 8979.1181 | 2847.9185 | 3450.9002 | 15277.9368 | 0 | 0 | 0 | 0 | 906.0661
3 | 76 | 6 | 11062.5013 | 4051.5237 | 1509.6474 | 16623.6724 | 9013.5563 | 2198.5781 | 3412.4852 | 14624.6196 | 0 | 0 | 0 | 0 | 1999.0528
3 | 76 | 7 | 11153.7369 | 4115.519 | 1504.2422 | 16773.4981 | 8906.1075 | 2674.1461 | 3416.366 | 14996.6197 | 0 | 0 | 0 | 0 | 1776.8784
3 | 76 | 8 | 11182.3099 | 4157.7097 | 1486.546 | 16826.5656 | 9439.34 | 2661.0767 | 3409.3171 | 15509.7338 | 1321.9073 | 481.4525 | 1036.2514 | 2839.6113 | -1522.7796
3 | 76 | 9 | 11103.8791 | 4139.8439 | 1471.5315 | 16715.2545 | 9714.9146 | 2169.0869 | 3417.856 | 15301.8574 | 2948.0739 | 994.9092 | 1992.1262 | 5935.1093 | -4521.7123
3 | 76 | 10 | 10951.3308 | 4095.7176 | 1458.7358 | 16505.7841 | 10197.6018 | 2867.764 | 3516.723 | 16582.0887 | 3000 | 1000 | 1969.0464 | 5969.0464 | -6045.351
3 | 76 | 11 | 10819.5926 | 4069.4731 | 1453.9422 | 16343.0079 | 10489.0897 | 3094.0887 | 4001.9898 | 17585.1682 | 2974.037 | 1000 | 1812.7928 | 5786.8297 | -7028.99
3 | 76 | 12 | 10746.3041 | 4052.0148 | 1447.0579 | 16245.3768 | 10885.6485 | 3236.2558 | 4263.3913 | 18385.2957 | 2756.5246 | 976.82 | 1740.4525 | 5473.7971 | -7613.7159
3 | 76 | 13 | 10812.8702 | 4041.435 | 1452.5719 | 16306.8771 | 10780.734 | 3287.6112 | 4258.4801 | 18326.8253 | 2742.6098 | 946.2074 | 1708.2029 | 5397.0201 | -7416.9683
3 | 76 | 14 | 11039.4633 | 4109.0988 | 1477.4671 | 16626.0293 | 10805.3624 | 3305.6785 | 4233.9175 | 18344.9584 | 2820.5328 | 967.0796 | 1967.6757 | 5755.288 | -7474.2172
3 | 76 | 15 | 11411.0777 | 4229.6678 | 1503.3058 | 17144.0514 | 10920.9361 | 3182.7395 | 4263.3913 | 18367.0669 | 3000 | 1000 | 2000 | 6000 | -7223.0155
3 | 76 | 16 | 11653.4405 | 4281.5933 | 1532.0186 | 17467.0525 | 10887.7913 | 3177.1115 | 4202.5108 | 18267.4135 | 2904.4629 | 1000 | 2000 | 5904.4629 | -6704.8239
3 | 76 | 17 | 11741.58 | 4295.9191 | 1545.1597 | 17582.6588 | 10341.3021 | 3372.0956 | 4263.3913 | 17976.789 | 2344.6461 | 933.684 | 1753.9968 | 5032.3269 | -5426.4571
3 | 76 | 18 | 11331.4458 | 4185.5993 | 1503.9074 | 17020.9526 | 10356.456 | 3364.0299 | 4193.779 | 17914.2649 | 1093.7044 | 423.0103 | 585.3879 | 2102.1026 | -2995.415
3 | 76 | 19 | 10654.6803 | 3952.5754 | 1441.8215 | 16049.0773 | 10499.7757 | 3303.2893 | 4260.1542 | 18063.2192 | 0 | 0 | 0 | 0 | -2014.1419
3 | 76 | 20 | 9830.0844 | 3670.9253 | 1366.7042 | 14867.7138 | 10461.3033 | 3273.7311 | 4212.5749 | 17947.6093 | 0 | 0 | 0 | 0 | -3079.8955
3 | 76 | 21 | 9124.5426 | 3418.2238 | 1313.4317 | 13856.198 | 10359.0421 | 2469.8953 | 4248.674 | 17077.6114 | 0 | 0 | 0 | 0 | -3221.4134
3 | 76 | 22 | 8653.1845 | 3239.5942 | 1271.5359 | 13164.3147 | 10342.2226 | 2474.3729 | 4248.674 | 17065.2694 | 0 | 0 | 0 | 0 | -3900.9548
3 | 76 | 23 | 8376.9771 | 3139.1796 | 1255.7918 | 12771.9484 | 10173.9795 | 2469.6643 | 4192.9811 | 16836.6249 | 0 | 0 | 0 | 0 | -4064.6766
3 | 76 | 24 | 8246.8033 | 3089.5287 | 1246.4296 | 12582.7616 | 9914.725 | 2148.4263 | 3910.0825 | 15973.2338 | 0 | 0 | 0 | 0 | -3390.4722
3 | 77 | 1 | 8230.4969 | 3080.786 | 1247.0808 | 12558.3637 | 9635.5408 | 1625.6806 | 3794.811 | 15056.0324 | 0 | 0 | 0 | 0 | -2497.6687
3 | 77 | 2 | 8435.3411 | 3135.1405 | 1263.9355 | 12834.4171 | 9730.2439 | 1567.0568 | 3616.0182 | 14913.3189 | 0 | 0 | 0 | 0 | -2078.9018
3 | 77 | 3 | 9009.0412 | 3333.0859 | 1323.9982 | 13666.1253 | 9386.1143 | 1620.26 | 3376.5635 | 14382.9378 | 0 | 0 | 0 | 0 | -716.8125
3 | 77 | 4 | 10071.2743 | 3683.8807 | 1421.4976 | 15176.6526 | 9362.849 | 1848.641 | 3107.5943 | 14319.0844 | 0 | 0 | 0 | 0 | 857.5683
3 | 77 | 5 | 10799.4176 | 3944.3547 | 1473.6502 | 16217.4226 | 9374.6785 | 1894.0913 | 3254.2203 | 14522.9901 | 0 | 0 | 0 | 0 | 1694.4325
3 | 77 | 6 | 11109.18 | 4052.377 | 1502.5286 | 16664.0857 | 8973.9518 | 1795.4672 | 3069.3249 | 13838.7439 | 0 | 0 | 0 | 0 | 2825.3418
3 | 77 | 7 | 11166.4013 | 4008.3722 | 1518.6189 | 16693.3924 | 8730.6385 | 2002.3501 | 3021.5432 | 13754.5318 | 0 | 0 | 0 | 0 | 2938.8606
3 | 77 | 8 | 11019.0586 | 3886.3785 | 1523.705 | 16429.1421 | 8719.9275 | 2063.1402 | 2899.7492 | 13682.817 | 1388.6985 | 372.917 | 1190.0183 | 2951.6338 | -205.3087
3 | 77 | 9 | 10785.4264 | 3790.6392 | 1512.3367 | 16088.4023 | 7761.4404 | 1950.0645 | 2550.6518 | 12262.1567 | 3000 | 943.4243 | 2000 | 5943.4243 | -2117.1788
3 | 77 | 10 | 10559.812 | 3704.5171 | 1493.507 | 15757.8361 | 7893.1585 | 2079.2725 | 2461.8151 | 12434.2461 | 3000 | 1000 | 2000 | 6000 | -2676.41
3 | 77 | 11 | 10410.4577 | 3663.9249 | 1486.4106 | 15560.7932 | 8340.1645 | 2299.9694 | 2632.0733 | 13272.2072 | 3000 | 1000 | 1978.6409 | 5978.6409 | -3690.0548
3 | 77 | 12 | 10269.0875 | 3577.7175 | 1464.2677 | 15311.0726 | 8589.3328 | 2815.4734 | 3126.4976 | 14531.3038 | 2808.9258 | 990.7348 | 1914.5915 | 5714.2521 | -4934.4832
3 | 77 | 13 | 10281.5066 | 3559.628 | 1451.9414 | 15293.076 | 8956.753 | 3201.6387 | 4028.3458 | 16186.7376 | 2876.1921 | 964.2966 | 1863.4401 | 5703.9288 | -6597.5904
3 | 77 | 14 | 10465.2125 | 3610.0606 | 1474.8853 | 15550.1584 | 9073.9755 | 3349.6333 | 4050.5154 | 16474.1242 | 2959.2059 | 983.7774 | 1934.7802 | 5877.7634 | -6801.7292
3 | 77 | 15 | 10770.7867 | 3706.6 | 1499.7775 | 15977.1641 | 8964.3637 | 3266.9507 | 4111.2507 | 16342.5651 | 3000 | 1000 | 1977.2702 | 5977.2702 | -6342.6712
3 | 77 | 16 | 11068.9382 | 3831.7646 | 1523.1918 | 16423.8945 | 8235.5813 | 3053.0091 | 4111.7516 | 15400.342 | 3000 | 1000 | 2000 | 6000 | -4976.4475
3 | 77 | 17 | 11327.0642 | 3992.7319 | 1536.6451 | 16856.4411 | 7626.6542 | 2463.4274 | 4088.2095 | 14178.2911 | 2913.762 | 957.3392 | 1763.4038 | 5634.505 | -2956.355
3 | 77 | 18 | 11057.8933 | 3956.4742 | 1497.986 | 16512.3534 | 7807.1999 | 2172.9051 | 4263.3913 | 14243.4963 | 1053.3514 | 382.6574 | 557.2041 | 1993.2129 | 275.6443
3 | 77 | 19 | 10462.6457 | 3772.1903 | 1434.5672 | 15669.4032 | 8618.8833 | 2291.5779 | 4263.3913 | 15173.8525 | 0 | 0 | 0 | 0 | 495.5507
3 | 77 | 20 | 9688.4099 | 3511.3907 | 1366.545 | 14566.3455 | 8280.1581 | 2469.9582 | 4263.3517 | 15013.468 | 0 | 0 | 0 | 0 | -447.1225
3 | 77 | 21 | 8998.0979 | 3263.7377 | 1314.6947 | 13576.5303 | 7983.9828 | 2301.7796 | 4184.4762 | 14470.2386 | 0 | 0 | 0 | 0 | -893.7083
3 | 77 | 22 | 8519.8076 | 3089.862 | 1270.6851 | 12880.3546 | 7468.2079 | 1867.1118 | 4204.57 | 13539.8898 | 0 | 0 | 0 | 0 | -659.5351
3 | 77 | 23 | 8247.5324 | 2996.1943 | 1261.7825 | 12505.5092 | 7676.5183 | 1808.216 | 4134.042 | 13618.7763 | 0 | 0 | 0 | 0 | -1113.267
3 | 77 | 24 | 8116.5082 | 2958.5832 | 1252.9476 | 12328.0389 | 8193.6031 | 1302.7353 | 3899.9717 | 13396.3101 | 0 | 0 | 0 | 0 | -1068.2711
3 | 78 | 1 | 8113.6682 | 2957.4125 | 1250.7873 | 12321.868 | 8901.3503 | 1248.4948 | 3778.5255 | 13928.3706 | 0 | 0 | 0 | 0 | -1606.5026
3 | 78 | 2 | 8301.4141 | 3018.8123 | 1267.8242 | 12588.0507 | 9115.5516 | 1453.8445 | 4094.1909 | 14663.5871 | 0 | 0 | 0 | 0 | -2075.5364
3 | 78 | 3 | 8903.588 | 3229.6731 | 1326.973 | 13460.2342 | 8750.238 | 1764.2401 | 4228.8846 | 14743.3626 | 0 | 0 | 0 | 0 | -1283.1284
3 | 78 | 4 | 9973.1423 | 3624.8423 | 1420.1228 | 15018.1075 | 8327.7766 | 1863.1815 | 4225.8543 | 14416.8123 | 0 | 0 | 0 | 0 | 601.2951
3 | 78 | 5 | 10526.1766 | 3866.7997 | 1467.4089 | 15860.3852 | 8289.2485 | 1923.087 | 4187.1335 | 14399.469 | 0 | 0 | 0 | 0 | 1460.9163
3 | 78 | 6 | 10561.8171 | 3909.0248 | 1486.0064 | 15956.8483 | 8528.4479 | 1771.5694 | 4247.9298 | 14547.9471 | 0 | 0 | 0 | 0 | 1408.9012
3 | 78 | 7 | 10398.9804 | 3822.5678 | 1470.9585 | 15692.5066 | 9222.4312 | 1636.5465 | 4183.2608 | 15042.2385 | 0 | 0 | 0 | 0 | 650.2681
3 | 78 | 8 | 10133.1347 | 3716.7465 | 1451.9764 | 15301.8577 | 9255.8824 | 1628.4264 | 4101.1638 | 14985.4726 | 1708.7392 | 510.6737 | 1091.8944 | 3311.3072 | -2994.9222
3 | 78 | 9 | 9884.4132 | 3594.5777 | 1425.2187 | 14904.2096 | 7668.4885 | 1160.3791 | 3838.3562 | 12667.2238 | 3000 | 1000 | 2000 | 6000 | -3763.0142
3 | 78 | 10 | 9694.3511 | 3497.9041 | 1414.7136 | 14606.9688 | 7070.6797 | 1345.8854 | 3847.4704 | 12264.0355 | 3000 | 1000 | 2000 | 6000 | -3657.0666
3 | 78 | 11 | 9616.7683 | 3463.8554 | 1403.2902 | 14483.9139 | 7074.8835 | 1429.969 | 4002.7125 | 12507.565 | 3000 | 1000 | 1977.2702 | 5977.2702 | -4000.9213
3 | 78 | 12 | 9546.3496 | 3479.1926 | 1386.3503 | 14411.8925 | 7138.4289 | 1431.7728 | 3886.4461 | 12456.6478 | 2960.5973 | 987.9518 | 1913.2626 | 5861.8116 | -3906.5669
3 | 78 | 13 | 9633.0558 | 3492.5285 | 1384.7631 | 14510.3474 | 7587.6298 | 1707.2798 | 3799.6126 | 13094.5222 | 2898.4558 | 965.6881 | 1856.7535 | 5720.8974 | -4305.0723
3 | 78 | 14 | 9864.1015 | 3551.8762 | 1400.5686 | 14816.5463 | 7799.9134 | 1918.4326 | 3784.4358 | 13502.7818 | 2981.4695 | 987.9518 | 1932.039 | 5901.4602 | -4587.6958
3 | 78 | 15 | 10173.8933 | 3654.5279 | 1426.7136 | 15255.1348 | 7989.1614 | 2036.5485 | 3812.5074 | 13838.2174 | 3000 | 1000 | 1996.4593 | 5996.4593 | -4579.5418
3 | 78 | 16 | 10459.4065 | 3752.7903 | 1455.8234 | 15668.0202 | 7994.5843 | 2015.1439 | 3875.6996 | 13885.4277 | 3000 | 1000 | 2000 | 6000 | -4217.4075
3 | 78 | 17 | 10737.2408 | 3866.8722 | 1477.1522 | 16081.2652 | 8035.7691 | 1921.5881 | 3984.8379 | 13942.1952 | 2901.2387 | 965.6881 | 1699.0042 | 5565.931 | -3426.861
3 | 78 | 18 | 10507.6065 | 3827.5092 | 1451.0884 | 15786.204 | 8701.107 | 2105.9125 | 4263.3913 | 15070.4108 | 1072.8321 | 397.9637 | 582.4383 | 2053.2341 | -1337.4408
3 | 78 | 19 | 10056.0725 | 3687.2198 | 1409.7086 | 15153.0008 | 10051.6041 | 2549.8583 | 4248.674 | 16850.1364 | 0 | 0 | 0 | 0 | -1697.1355
3 | 78 | 20 | 9459.2495 | 3482.1841 | 1352.5976 | 14294.0312 | 10123.0855 | 2583.7146 | 4239.1258 | 16945.9259 | 0 | 0 | 0 | 0 | -2651.8947
3 | 78 | 21 | 8831.1108 | 3260.2899 | 1299.6764 | 13391.0771 | 10192.8902 | 2814.4219 | 4263.3913 | 17270.7034 | 0 | 0 | 0 | 0 | -3879.6263
3 | 78 | 22 | 8330.247 | 3073.1938 | 1245.9519 | 12649.3926 | 10369.2412 | 2416.0178 | 4263.3913 | 17048.6504 | 0 | 0 | 0 | 0 | -4399.2577
3 | 78 | 23 | 8019.9456 | 2966.5731 | 1231.4691 | 12217.9879 | 10408.9033 | 2304.6917 | 4263.3913 | 16976.9863 | 0 | 0 | 0 | 0 | -4758.9984
3 | 78 | 24 | 7852.5172 | 2907.7819 | 1224.4446 | 11984.7436 | 10419.6168 | 2352.5221 | 4263.3913 | 17035.5301 | 0 | 0 | 0 | 0 | -5050.7865
3 | 79 | 1 | 7792.3653 | 2889.6422 | 1223.5678 | 11905.5753 | 10018.4964 | 2303.7208 | 4194.4345 | 16516.6517 | 0 | 0 | 0 | 0 | -4611.0764
3 | 79 | 2 | 7846.3337 | 2912.8672 | 1227.2225 | 11986.4233 | 9754.3636 | 2182.1605 | 4129.0919 | 16065.6159 | 0 | 0 | 0 | 0 | -4079.1926
3 | 79 | 3 | 8092.0291 | 3010.6596 | 1248.5958 | 12351.2845 | 9541.0047 | 2079.8185 | 3611.0261 | 15231.8493 | 0 | 0 | 0 | 0 | -2880.5648
3 | 79 | 4 | 8547.3797 | 3179.1596 | 1290.7739 | 13017.3133 | 9476.9357 | 1912.0061 | 3515.9077 | 14904.8494 | 0 | 0 | 0 | 0 | -1887.5362
3 | 79 | 5 | 9014.0717 | 3352.3432 | 1344.1102 | 13710.525 | 9184.1233 | 1747.7068 | 3191.5663 | 14123.3964 | 0 | 0 | 0 | 0 | -412.8714
3 | 79 | 6 | 9411.7055 | 3480.3199 | 1389.9866 | 14282.0121 | 9153.0884 | 2023.8398 | 3266.2302 | 14443.1584 | 0 | 0 | 0 | 0 | -161.1463
3 | 79 | 7 | 9476.9085 | 3512.5261 | 1408.511 | 14397.9456 | 9239.1363 | 2218.1156 | 3636.8592 | 15094.1111 | 0 | 0 | 0 | 0 | -696.1655
3 | 79 | 8 | 9353.5842 | 3461.238 | 1396.8705 | 14211.6927 | 8934.3153 | 2071.5411 | 3272.3035 | 14278.1599 | 1598.8121 | 414.6615 | 1242.7071 | 3256.1807 | -3322.6479
3 | 79 | 9 | 9184.6124 | 3390.6905 | 1394.9386 | 13970.2414 | 6394.7663 | 1024.9758 | 2437.0633 | 9856.8053 | 2775.5303 | 713.83 | 1980.0115 | 5469.3718 | -1355.9357
3 | 79 | 10 | 9115.3121 | 3389.7789 | 1382.2666 | 13887.3576 | 4381.9299 | 657.403 | 2121.6432 | 7160.976 | 2895.1976 | 974.037 | 2000 | 5869.2346 | 857.147
3 | 79 | 11 | 9005.3296 | 3354.2489 | 1374.8207 | 13734.3991 | 3522.1734 | 374.7035 | 1911.6038 | 5808.4808 | 2874.3254 | 826.5399 | 1951.228 | 5652.0933 | 2273.825
3 | 79 | 12 | 8991.8008 | 3277.746 | 1379.5603 | 13649.1071 | 2150.2746 | 172.3732 | 1930.0575 | 4252.7053 | 2501.8836 | 577.4648 | 1871.7681 | 4951.1165 | 4445.2854
3 | 79 | 13 | 9083.7146 | 3254.3367 | 1386.5188 | 13724.5701 | 1517.6926 | 204.8568 | 1946.5536 | 3669.103 | 2421.1776 | 555.2011 | 1828.9239 | 4805.3026 | 5250.1646
3 | 79 | 14 | 9320.161 | 3308.3981 | 1403.2689 | 14031.828 | 1106.8385 | 418.2459 | 2036.0076 | 3561.092 | 2074.6988 | 680.4344 | 1879.9086 | 4635.0418 | 5835.6942
3 | 79 | 15 | 9621.1307 | 3407.3072 | 1420.9528 | 14449.3908 | 1045.798 | 542.3554 | 1874.2648 | 3462.4182 | 2222.1958 | 411.8785 | 1941.7544 | 4575.8287 | 6411.1439
3 | 79 | 16 | 9867.763 | 3495.0831 | 1435.516 | 14798.3621 | 1227.4713 | 895.504 | 1678.8557 | 3801.831 | 1850.6702 | 546.8522 | 1908.2755 | 4305.7979 | 6690.7332
3 | 79 | 17 | 10143.8152 | 3632.0072 | 1447.078 | 15222.9004 | 1618.5766 | 1313.8798 | 1564.1639 | 4496.6204 | 1234.244 | 139.1481 | 1628.4509 | 3001.843 | 7724.4371
3 | 79 | 18 | 9993.0883 | 3619.7906 | 1416.656 | 15029.5349 | 3736.8392 | 1928.1748 | 1632.726 | 7297.74 | 523.197 | 100.1867 | 614.917 | 1238.3007 | 6493.4943
3 | 79 | 19 | 9636.9355 | 3519.6018 | 1372.432 | 14528.9693 | 7327.5641 | 3218.4916 | 2013.1373 | 12559.193 | 0 | 0 | 0 | 0 | 1969.7763
3 | 79 | 20 | 9161.5315 | 3359.6086 | 1330.4432 | 13851.5833 | 8611.348 | 2955.065 | 2790.1728 | 14356.5858 | 0 | 0 | 0 | 0 | -505.0025
3 | 79 | 21 | 8642.3965 | 3174.6941 | 1285.7772 | 13102.8678 | 8728.6333 | 2937.6013 | 3239.4791 | 14905.7136 | 0 | 0 | 0 | 0 | -1802.8459
3 | 79 | 22 | 8195.1012 | 3012.843 | 1245.3951 | 12453.3394 | 9505.9649 | 3372.254 | 3294.6054 | 16172.8244 | 0 | 0 | 0 | 0 | -3719.485
3 | 79 | 23 | 7913.6454 | 2908.8089 | 1233.4559 | 12055.9102 | 9487.0978 | 3372.254 | 3078.9549 | 15938.3067 | 0 | 0 | 0 | 0 | -3882.3965
3 | 79 | 24 | 7753.3603 | 2852.2245 | 1225.7562 | 11831.341 | 8932.6308 | 3372.254 | 2697.8729 | 15002.7578 | 0 | 0 | 0 | 0 | -3171.4167
3 | 80 | 1 | 7691.1572 | 2832.3707 | 1223.4 | 11746.9278 | 9215.2564 | 3372.254 | 2457.5533 | 15045.0637 | 0 | 0 | 0 | 0 | -3298.1359
3 | 80 | 2 | 7712.1247 | 2837.738 | 1224.5918 | 11774.4546 | 9425.9281 | 3372.254 | 2836.0344 | 15634.2165 | 0 | 0 | 0 | 0 | -3859.7619
3 | 80 | 3 | 7877.2783 | 2900.6723 | 1247.7695 | 12025.7201 | 9513.7576 | 3372.254 | 3010.5059 | 15896.5176 | 0 | 0 | 0 | 0 | -3870.7974
3 | 80 | 4 | 8206.979 | 3016.6747 | 1279.6925 | 12503.3462 | 9436.7673 | 3372.254 | 3255.7731 | 16064.7945 | 0 | 0 | 0 | 0 | -3561.4482
3 | 80 | 5 | 8647.2621 | 3156.7573 | 1332.9429 | 13136.9623 | 9248.7231 | 3372.254 | 3161.3138 | 15782.2909 | 0 | 0 | 0 | 0 | -2645.3286
3 | 80 | 6 | 9193.4137 | 3337.8025 | 1386.225 | 13917.4412 | 9230.7528 | 3372.254 | 2997.8372 | 15600.844 | 0 | 0 | 0 | 0 | -1683.4028
3 | 80 | 7 | 9568.101 | 3478.7473 | 1419.8398 | 14466.6881 | 9255.7837 | 3372.254 | 3202.2258 | 15830.2634 | 0 | 0 | 30.1542 | 30.1542 | -1393.7295
3 | 80 | 8 | 9696.1559 | 3567.5503 | 1434.6979 | 14698.4041 | 8990.2506 | 3372.254 | 2883.4189 | 15245.9235 | 616.4263 | 44.5274 | 888.6964 | 1549.6501 | -2097.1695
3 | 80 | 9 | 9623.8973 | 3601.6558 | 1441.9562 | 14667.5093 | 7919.1421 | 3372.254 | 2422.5017 | 13713.8978 | 539.8948 | 133.5822 | 1314.3675 | 1987.8445 | -1034.233
3 | 80 | 10 | 9554.2754 | 3569.9921 | 1426.0647 | 14550.3322 | 7523.5816 | 3180.153 | 2333.4719 | 13037.2066 | 1558.4592 | 288.0367 | 1390.1697 | 3236.6655 | -1723.5399
3 | 80 | 11 | 9453.193 | 3477.5765 | 1409.7157 | 14340.4852 | 7024.9627 | 3371.2837 | 2496.1797 | 12892.4262 | 1334.4306 | 545.4607 | 1288.0127 | 3167.904 | -1719.845
3 | 80 | 12 | 9322.2735 | 3411.2757 | 1397.0998 | 14130.6489 | 6610.7639 | 3372.254 | 2685.4895 | 12668.5074 | 1797.794 | 594.1625 | 1314.9762 | 3706.9327 | -2244.7912
3 | 80 | 13 | 9330.0139 | 3399.5046 | 1402.2484 | 14131.7669 | 6939.2954 | 3372.254 | 3005.639 | 13317.1884 | 2020.431 | 800.1018 | 1185.0983 | 4005.631 | -3191.0525
3 | 80 | 14 | 9552.1989 | 3469.0775 | 1420.3129 | 14441.5892 | 7773.0392 | 3372.254 | 3407.8109 | 14553.1041 | 2064.9583 | 656.7792 | 1260.3216 | 3982.0592 | -4093.5741
3 | 80 | 15 | 9949.7183 | 3596.9119 | 1454.451 | 15001.0813 | 8187.6513 | 3372.254 | 3692.7595 | 15252.6648 | 2112.2688 | 759.7488 | 1288.1051 | 4160.1227 | -4411.7062
3 | 80 | 16 | 10316.6401 | 3722.6674 | 1474.2937 | 15513.6011 | 8756.6531 | 3372.254 | 3744.6031 | 15873.5101 | 1843.7128 | 432.7507 | 1104.126 | 3380.5895 | -3740.4985
3 | 80 | 17 | 10707.7568 | 3876.9821 | 1489.2635 | 16074.0025 | 9344.1586 | 3372.254 | 3830.6105 | 16547.0231 | 852.9781 | 386.8318 | 809.4491 | 2049.259 | -2522.2796
3 | 80 | 18 | 10571.3993 | 3866.5452 | 1464.8673 | 15902.8118 | 9899.2128 | 3372.254 | 4060.3472 | 17331.814 | 197.5904 | 172.5437 | 212.5796 | 582.7136 | -2011.7159
3 | 80 | 19 | 10070.1738 | 3700.4432 | 1405.9059 | 15176.5229 | 10492.4311 | 3372.254 | 4187.0023 | 18051.6874 | 0 | 0 | 0 | 0 | -2875.1646
3 | 80 | 20 | 9395.1091 | 3471.7525 | 1342.9732 | 14209.8348 | 10620.1949 | 3372.254 | 4211.2511 | 18203.6999 | 0 | 0 | 0 | 0 | -3993.8651
3 | 80 | 21 | 8776.2949 | 3247.5428 | 1291.5645 | 13315.4022 | 10478.4883 | 3372.254 | 4152.0886 | 18002.8308 | 0 | 0 | 0 | 0 | -4687.4287
3 | 80 | 22 | 8388.2582 | 3109.4382 | 1268.3773 | 12766.0737 | 10501.6788 | 3372.254 | 3906.0102 | 17779.943 | 0 | 0 | 0 | 0 | -5013.8693
3 | 80 | 23 | 8137.163 | 3040.0662 | 1258.4175 | 12435.6468 | 10322.2329 | 3372.254 | 3960.115 | 17654.602 | 0 | 0 | 0 | 0 | -5218.9552
3 | 80 | 24 | 8035.1696 | 3012.3732 | 1252.2961 | 12299.8389 | 9913.1942 | 3372.254 | 4046.2169 | 17331.6651 | 0 | 0 | 0 | 0 | -5031.8262
3 | 81 | 1 | 8059.1975 | 3025.7711 | 1254.943 | 12339.9117 | 9802.3463 | 3372.254 | 3808.6395 | 16983.2398 | 0 | 0 | 0 | 0 | -4643.3281
3 | 81 | 2 | 8298.3006 | 3097.3295 | 1275.5265 | 12671.1566 | 9675.6281 | 3372.254 | 3655.0495 | 16702.9316 | 0 | 0 | 0 | 0 | -4031.775
3 | 81 | 3 | 8977.7269 | 3338.7046 | 1337.4058 | 13653.8373 | 9695.5356 | 3372.254 | 3838.0005 | 16905.7901 | 0 | 0 | 0 | 0 | -3251.9529
3 | 81 | 4 | 10122.4497 | 3763.018 | 1433.7289 | 15319.1966 | 9930.0072 | 3372.254 | 4043.1553 | 17345.4165 | 0 | 0 | 0 | 0 | -2026.2199
3 | 81 | 5 | 10689.0121 | 3985.2945 | 1479.4968 | 16153.8034 | 10364.3548 | 3372.254 | 4204.6346 | 17941.2433 | 0 | 0 | 0 | 0 | -1787.4399
3 | 81 | 6 | 10578.0583 | 3941.6943 | 1486.8825 | 16006.6351 | 10360.6279 | 3372.254 | 4160.2119 | 17893.0938 | 0 | 0 | 0 | 0 | -1886.4587
3 | 81 | 7 | 10294.1771 | 3825.116 | 1480.6818 | 15599.9748 | 10211.495 | 3372.254 | 4124.9415 | 17708.6905 | 0 | 0 | 9.5945 | 9.5945 | -2118.3102
3 | 81 | 8 | 10018.6906 | 3733.8256 | 1471.5424 | 15224.0586 | 9697.537 | 3372.254 | 4090.5951 | 17160.3861 | 822.3655 | 367.3511 | 134.3486 | 1324.0652 | -3260.3927
3 | 81 | 9 | 9813.1335 | 3635.7883 | 1446.06 | 14894.9819 | 9098.6959 | 3372.254 | 4010.1596 | 16481.1094 | 1420.7025 | 695.7407 | 258.6235 | 2375.0666 | -3961.1942
3 | 81 | 10 | 9628.4231 | 3557.0085 | 1422.6176 | 14608.0492 | 8552.3711 | 3360.7521 | 3989.4595 | 15902.5827 | 1352.52 | 958.7307 | 579.3844 | 2890.6351 | -4185.1686
3 | 81 | 11 | 9517.2046 | 3514.8689 | 1408.4105 | 14440.4841 | 8888.1348 | 3269.0747 | 4011.911 | 16169.1206 | 2215.2385 | 900.2885 | 996.3868 | 4111.9137 | -5840.5502
3 | 81 | 12 | 9383.7002 | 3461.6973 | 1397.5205 | 14242.918 | 9377.8251 | 2670.8028 | 4060.2528 | 16108.8807 | 1955.0313 | 673.477 | 937.6691 | 3566.1774 | -5432.1401
3 | 81 | 13 | 9444.8442 | 3449.4988 | 1396.0244 | 14290.3673 | 9899.2398 | 2112.5713 | 4157.6205 | 16169.4315 | 1712.9136 | 655.3877 | 1246.6106 | 3614.912 | -5493.9762
3 | 81 | 14 | 9723.9388 | 3529.1859 | 1413.1594 | 14666.2841 | 10150.7107 | 2484.5816 | 4210.1917 | 16845.484 | 1376.1751 | 289.4281 | 1536.0967 | 3201.7 | -5380.8999
3 | 81 | 15 | 10256.0504 | 3687.2574 | 1450.655 | 15393.9627 | 9773.6846 | 3075.5323 | 4261.1925 | 17110.4093 | 1387.307 | 251.8581 | 987.6909 | 2626.856 | -4343.3026
3 | 81 | 16 | 10769.5227 | 3850.1532 | 1487.5463 | 16107.2222 | 9744.7431 | 2983.9433 | 4263.3378 | 16992.0241 | 1456.881 | 699.9152 | 1239.9033 | 3396.6994 | -4281.5014
3 | 81 | 17 | 11220.5303 | 4027.5932 | 1515.9829 | 16764.1064 | 10356.8562 | 3063.9856 | 4263.158 | 17683.9999 | 1263.4651 | 844.6292 | 674.6792 | 2782.7734 | -3702.6669
3 | 81 | 18 | 11029.0541 | 4001.5924 | 1483.197 | 16513.8434 | 10663.0354 | 3305.0167 | 4261.0755 | 18229.1276 | 268.5559 | 453.6229 | 311.3748 | 1033.5536 | -2748.8379
3 | 81 | 19 | 10435.6864 | 3812.6629 | 1421.5427 | 15669.8921 | 10926.0166 | 3372.254 | 4263.3913 | 18561.6619 | 0 | 0 | 0 | 0 | -2891.7698
3 | 81 | 20 | 9645.1311 | 3545.5305 | 1352.4489 | 14543.1106 | 10943.4728 | 3372.254 | 4263.265 | 18578.9918 | 0 | 0 | 0 | 0 | -4035.8812
3 | 81 | 21 | 8970.797 | 3296.3623 | 1298.7342 | 13565.8935 | 10936.9217 | 3372.254 | 4255.0075 | 18564.1832 | 0 | 0 | 0 | 0 | -4998.2897
3 | 81 | 22 | 8509.6056 | 3131.974 | 1265.5782 | 12907.1578 | 10937.9885 | 3246.127 | 4124.0259 | 18308.1414 | 0 | 0 | 0 | 0 | -5400.9836
3 | 81 | 23 | 8265.7283 | 3054.402 | 1255.9757 | 12576.106 | 10813.3516 | 3267.4716 | 4031.9549 | 18112.7781 | 0 | 0 | 0 | 0 | -5536.6722
3 | 81 | 24 | 8165.7459 | 3025.9873 | 1253.9024 | 12445.6356 | 10554.0817 | 3180.153 | 3848.4244 | 17582.6591 | 0 | 0 | 0 | 0 | -5137.0235
3 | 82 | 1 | 8176.5497 | 3038.6293 | 1262.9843 | 12478.1633 | 10058.9757 | 2668.6736 | 3606.993 | 16334.6423 | 0 | 0 | 0 | 0 | -3856.479
3 | 82 | 2 | 8399.1456 | 3119.7053 | 1280.8443 | 12799.6952 | 9680.4671 | 2577.1944 | 3469.7538 | 15727.4153 | 0 | 0 | 0 | 0 | -2927.7201
3 | 82 | 3 | 9065.1918 | 3353.6212 | 1339.0749 | 13757.8878 | 9684.8552 | 2844.5561 | 3391.0614 | 15920.4727 | 0 | 0 | 0 | 0 | -2162.5849
3 | 82 | 4 | 10183.6688 | 3773.4174 | 1432.5484 | 15389.6346 | 9222.1578 | 2816.3176 | 3380.1115 | 15418.5869 | 0 | 0 | 0 | 0 | -28.9523
3 | 82 | 5 | 10692.995 | 3980.4783 | 1478.5781 | 16152.0514 | 9082.4596 | 2781.7687 | 3375.6236 | 15239.8519 | 0 | 0 | 0 | 0 | 912.1995
3 | 82 | 6 | 10549.719 | 3957.1649 | 1484.6414 | 15991.5252 | 8845.7011 | 2742.8851 | 3444.7418 | 15033.3279 | 0 | 0 | 0 | 0 | 958.1973
3 | 82 | 7 | 10231.0904 | 3846.7556 | 1465.9921 | 15543.8381 | 8636.131 | 2823.244 | 3426.0964 | 14885.4713 | 0 | 0 | 101.4278 | 101.4278 | 556.939
3 | 82 | 8 | 9918.3597 | 3746.1767 | 1452.107 | 15116.6434 | 7905.3124 | 2792.0679 | 3209.4928 | 13906.8732 | 1050.5685 | 249.0752 | 953.1748 | 2252.8184 | -1043.0482
3 | 82 | 9 | 9687.3168 | 3657.4145 | 1433.9378 | 14778.6691 | 6323.7482 | 1919.7937 | 2598.5097 | 10842.0515 | 2333.5143 | 720.7874 | 1893.1984 | 4947.5001 | -1010.8825
3 | 82 | 10 | 9531.0831 | 3577.9057 | 1411.5765 | 14520.5652 | 4720.4628 | 1362.3368 | 1732.9588 | 7815.7584 | 2656.338 | 896.114 | 1936.0009 | 5488.4529 | 1216.3539
3 | 82 | 11 | 9529.2103 | 3562.6148 | 1400.3799 | 14492.205 | 3996.6816 | 1208.1305 | 1383.0431 | 6587.8553 | 2550.5854 | 890.5481 | 1789.254 | 5230.3875 | 2673.9623
3 | 82 | 12 | 9464.897 | 3553.1015 | 1390.3807 | 14408.3792 | 3764.8401 | 1127.8077 | 1202.5648 | 6095.2126 | 2568.6746 | 882.1992 | 1742.6312 | 5193.505 | 3119.6617
3 | 82 | 13 | 9604.6055 | 3587.642 | 1390.4626 | 14582.7101 | 3685.7034 | 921.8366 | 1230.5563 | 5838.0963 | 2455.9646 | 858.544 | 1716.339 | 5030.8476 | 3713.7662
3 | 82 | 14 | 9933.1414 | 3700.6451 | 1410.7709 | 15044.5574 | 3847.9239 | 894.4101 | 1282.3896 | 6024.7236 | 2430.918 | 816.7996 | 1746.4723 | 4994.1899 | 4025.644
3 | 82 | 15 | 10409.5194 | 3850.1412 | 1455.2385 | 15714.899 | 3979.3995 | 779.5616 | 1169.1614 | 5928.1225 | 2387.7821 | 225.42 | 1800.1983 | 4413.4003 | 5373.3761
3 | 82 | 16 | 10790.0774 | 3965.907 | 1488.0314 | 16244.0159 | 4403.7807 | 1210.4333 | 1115.5584 | 6729.7724 | 2071.9159 | 194.8074 | 1539.8083 | 3806.5316 | 5707.7119
3 | 82 | 17 | 11097.9204 | 4070.8094 | 1509.445 | 16678.1748 | 5188.33 | 1822.5348 | 1221.134 | 8231.9987 | 1291.2947 | 139.1481 | 1157.2062 | 2587.649 | 5858.527
3 | 82 | 18 | 10812.7677 | 3981.5463 | 1466.8629 | 16261.1769 | 6760.5374 | 2077.3071 | 1600.1263 | 10437.9708 | 537.1118 | 29.2211 | 545.593 | 1111.9259 | 4711.2802
3 | 82 | 19 | 10241.9291 | 3774.0438 | 1408.4388 | 15424.4117 | 8359.7571 | 2763.5265 | 2432.2022 | 13555.4858 | 0 | 0 | 0 | 0 | 1868.9259
3 | 82 | 20 | 9435.2406 | 3478.9005 | 1337.6741 | 14251.8152 | 9357.713 | 2976.3949 | 2007.1331 | 14341.2409 | 0 | 0 | 0 | 0 | -89.4257
3 | 82 | 21 | 8711.4702 | 3206.8209 | 1283.9376 | 13202.2288 | 9483.0504 | 3008.4264 | 2246.3662 | 14737.8431 | 0 | 0 | 0 | 0 | -1535.6143
3 | 82 | 22 | 8214.1204 | 3017.4954 | 1245.9942 | 12477.61 | 9556.7107 | 3074.899 | 2631.3357 | 15262.9453 | 0 | 0 | 0 | 0 | -2785.3354
3 | 82 | 23 | 7931.8699 | 2919.1059 | 1234.5804 | 12085.5562 | 9779.7936 | 3160.7488 | 2331.6355 | 15272.178 | 0 | 0 | 0 | 0 | -3186.6217
3 | 82 | 24 | 7775.7573 | 2864.7675 | 1223.3543 | 11863.8792 | 9804.5325 | 3202.4678 | 2196.4849 | 15203.4851 | 0 | 0 | 0 | 0 | -3339.606
3 | 83 | 1 | 7738.5583 | 2852.8678 | 1219.3791 | 11810.8051 | 9316.8098 | 3017.1582 | 2477.889 | 14811.857 | 0 | 0 | 0 | 0 | -3001.0519
3 | 83 | 2 | 7927.0422 | 2917.8422 | 1236.4522 | 12081.3365 | 9399.3911 | 3101.5662 | 2299.3734 | 14800.3307 | 0 | 0 | 0 | 0 | -2718.9941
3 | 83 | 3 | 8546.6647 | 3136.5709 | 1297.203 | 12980.4386 | 9620.1413 | 2970.5883 | 2325.8534 | 14916.583 | 0 | 0 | 0 | 0 | -1936.1444
3 | 83 | 4 | 9670.5165 | 3548.1006 | 1393.1849 | 14611.8021 | 9854.0686 | 2951.1842 | 2178.8215 | 14984.0742 | 0 | 0 | 0 | 0 | -372.2722
3 | 83 | 5 | 10349.2843 | 3792.5987 | 1447.3846 | 15589.2676 | 10182.0857 | 2924.9886 | 2077.2866 | 15184.3609 | 0 | 0 | 0 | 0 | 404.9067
3 | 83 | 6 | 10504.8358 | 3859.2057 | 1474.5028 | 15838.5443 | 10655.0789 | 3083.1323 | 2090.127 | 15828.3381 | 0 | 0 | 0 | 0 | 10.2062
3 | 83 | 7 | 10461.8416 | 3853.288 | 1487.6022 | 15802.7317 | 10508.9325 | 3008.4264 | 2105.1436 | 15622.5026 | 0 | 0 | 100.0571 | 100.0571 | 80.172
3 | 83 | 8 | 10275.7735 | 3793.6254 | 1469.8595 | 15539.2585 | 10153.2584 | 2814.3461 | 1952.467 | 14920.0716 | 718.0044 | 442.4911 | 968.3859 | 2128.8814 | -1509.6946
3 | 83 | 9 | 9842.0334 | 3643.561 | 1443.8175 | 14929.4119 | 8587.3319 | 2287.6353 | 1072.6389 | 11947.606 | 1711.5221 | 964.2966 | 1451.6331 | 4127.4518 | -1145.6459
3 | 83 | 10 | 9518.702 | 3533.6713 | 1414.5047 | 14466.878 | 7261.9262 | 1974.1145 | 727.1229 | 9963.1636 | 2503.275 | 974.037 | 1667.9288 | 5145.2407 | -641.5263
3 | 83 | 11 | 9388.8024 | 3498.6918 | 1400.7859 | 14288.2802 | 6882.4852 | 2028.7829 | 723.5786 | 9634.8467 | 2766.265 | 910.0288 | 1719.4136 | 5395.7074 | -742.2738
3 | 83 | 12 | 9302.8656 | 3484.9707 | 1382.4636 | 14170.3 | 6869.7496 | 2257.8198 | 776.1371 | 9903.7066 | 2236.1106 | 912.8118 | 1374.4974 | 4523.4198 | -256.8264
3 | 83 | 13 | 9358.2903 | 3508.898 | 1389.1123 | 14256.3006 | 6911.3117 | 2542.2741 | 855.2205 | 10308.8063 | 1444.3577 | 244.9007 | 1268.4993 | 2957.7577 | 989.7366
3 | 83 | 14 | 9650.8638 | 3581.9853 | 1406.2761 | 14639.1252 | 6778.1043 | 2488.7147 | 993.6147 | 10260.4337 | 1843.7129 | 688.7833 | 1325.0083 | 3857.5045 | 521.187
3 | 83 | 15 | 10025.2409 | 3702.5605 | 1436.3454 | 15164.1468 | 6157.11 | 1946.4495 | 1189.4055 | 9292.9651 | 1271.814 | 691.5663 | 1395.77 | 3359.1503 | 2512.0315
3 | 83 | 16 | 10336.2433 | 3793.4308 | 1468.6164 | 15598.2904 | 5831.5713 | 1476.204 | 1543.7716 | 8851.547 | 1282.9459 | 790.3615 | 1309.1485 | 3382.4559 | 3364.2876
3 | 83 | 17 | 10688.5768 | 3904.9544 | 1492.7925 | 16086.3236 | 6258.9244 | 1450.818 | 1964.5697 | 9674.3121 | 958.7307 | 385.4404 | 768.6631 | 2112.8341 | 4299.1775
3 | 83 | 18 | 10487.4628 | 3852.3538 | 1465.3876 | 15805.2043 | 7429.0543 | 2081.0567 | 2820.3792 | 12330.4902 | 357.6107 | 70.9655 | 174.9263 | 603.5025 | 2871.2115
3 | 83 | 19 | 9922.4075 | 3652.8888 | 1405.6165 | 14980.9128 | 9541.8706 | 2334.066 | 3559.323 | 15435.2596 | 0 | 0 | 0 | 0 | -454.3469
3 | 83 | 20 | 9158.2674 | 3366.5551 | 1330.5165 | 13855.339 | 10006.492 | 3198.0304 | 3790.1719 | 16994.6943 | 0 | 0 | 0 | 0 | -3139.3552
3 | 83 | 21 | 8464.3862 | 3100.0844 | 1274.7659 | 12839.2365 | 10062.3715 | 3151.3164 | 3725.4853 | 16939.1732 | 0 | 0 | 0 | 0 | -4099.9367
3 | 83 | 22 | 8001.7469 | 2918.3861 | 1239.8037 | 12159.9367 | 9939.2948 | 3243.6041 | 4263.3913 | 17446.2901 | 0 | 0 | 0 | 0 | -5286.3534
3 | 83 | 23 | 7729.151 | 2815.9154 | 1230.1223 | 11775.1887 | 8773.9132 | 3320.8342 | 4246.7697 | 16341.5172 | 0 | 0 | 0 | 0 | -4566.3285
3 | 83 | 24 | 7599.1217 | 2759.6365 | 1224.1997 | 11582.9579 | 7652.8824 | 3150.7732 | 4014.6997 | 14818.3553 | 0 | 0 | 0 | 0 | -3235.3974
3 | 84 | 1 | 7589.0825 | 2750.2297 | 1225.9026 | 11565.2148 | 7541.0639 | 2842.3706 | 4228.3897 | 14611.8241 | 0 | 0 | 0 | 0 | -3046.6093
3 | 84 | 2 | 7787.0019 | 2807.7134 | 1248.5024 | 11843.2178 | 8438.7049 | 2678.5491 | 3950.348 | 15067.602 | 0 | 0 | 0 | 0 | -3224.3842
3 | 84 | 3 | 8406.3428 | 3009.6057 | 1309.662 | 12725.6105 | 9227.2191 | 2334.653 | 4073.0013 | 15634.8735 | 0 | 0 | 0 | 0 | -2909.263
3 | 84 | 4 | 9499.9334 | 3402.2765 | 1403.2842 | 14305.4941 | 9089.9736 | 2476.8697 | 4110.6053 | 15677.4487 | 0 | 0 | 0 | 0 | -1371.9546
3 | 84 | 5 | 10072.3898 | 3638.3339 | 1450.4738 | 15161.1975 | 8871.8438 | 2667.1224 | 4179.4608 | 15718.427 | 0 | 0 | 0 | 0 | -557.2295
3 | 84 | 6 | 10120.8029 | 3723.3047 | 1467.8861 | 15311.9937 | 8923.7512 | 3162.2733 | 4101.4609 | 16187.4853 | 0 | 0 | 0 | 0 | -875.4917
3 | 84 | 7 | 10068.3852 | 3728.6869 | 1466.7819 | 15263.854 | 9368.8988 | 3167.4895 | 4204.2836 | 16740.6719 | 6.9574 | 0 | 171.8099 | 178.7673 | -1655.5852
3 | 84 | 8 | 9838.118 | 3687.2816 | 1453.6316 | 14979.0312 | 9192.2335 | 3296.5778 | 4134.2786 | 16623.0899 | 929.5096 | 198.9818 | 1264.6582 | 2393.1497 | -4037.2084
3 | 84 | 9 | 9630.0941 | 3713.8716 | 1423.6859 | 14767.6517 | 8194.2903 | 3142.7713 | 3884.0199 | 15221.0815 | 1384.524 | 527.3715 | 1681.9061 | 3593.8015 | -4047.2313
3 | 84 | 10 | 9800.6549 | 3693.2188 | 1406.8813 | 14900.755 | 7878.5649 | 3251.0875 | 3740.2747 | 14869.927 | 1676.735 | 243.5092 | 1583.1571 | 3503.4014 | -3472.5734
3 | 84 | 11 | 9915.6348 | 3689.9179 | 1395.5576 | 15001.1103 | 7616.7136 | 3331.8965 | 3688.7125 | 14637.3226 | 1662.8203 | 397.9637 | 1574.4585 | 3635.2425 | -3271.4548
3 | 84 | 12 | 9732.3379 | 3649.8482 | 1379.2241 | 14761.4101 | 7634.087 | 3350.3035 | 3692.7029 | 14677.0934 | 1527.8466 | 396.5722 | 1432.8191 | 3357.2379 | -3272.9212
3 | 84 | 13 | 9862.1964 | 3623.3339 | 1383.6679 | 14869.1982 | 7128.7502 | 3368.2129 | 3502.8179 | 13999.781 | 1814.4918 | 567.7244 | 1488.0154 | 3870.2316 | -3000.8143
3 | 84 | 14 | 10074.5817 | 3656.6866 | 1405.414 | 15136.6824 | 6031.9182 | 3291.6737 | 3286.3231 | 12609.915 | 2127.5751 | 692.9577 | 1581.7819 | 4402.3147 | -1875.5472
3 | 84 | 15 | 10356.0681 | 3749.1749 | 1448.1354 | 15553.3784 | 5566.8209 | 3026.4199 | 2861.7971 | 11455.038 | 2375.2588 | 822.3655 | 1805.227 | 5002.8514 | -904.511
3 | 84 | 16 | 10602.276 | 3822.2478 | 1477.0531 | 15901.5769 | 5445.0491 | 2820.0751 | 2730.5631 | 10995.6873 | 2423.9606 | 939.25 | 1583.3773 | 4946.5879 | -40.6982
3 | 84 | 17 | 10723.1466 | 3885.1061 | 1498.3757 | 16106.6285 | 5234.3986 | 2212.7452 | 2982.2999 | 10429.4438 | 1629.4247 | 937.8585 | 1409.6133 | 3976.8964 | 1700.2883
3 | 84 | 18 | 10399.8455 | 3807.4206 | 1462.0668 | 15669.3329 | 5199.9425 | 2752.0583 | 3226.3758 | 11178.3766 | 1081.1811 | 446.6655 | 604.239 | 2132.0856 | 2358.8707
3 | 84 | 19 | 9837.2428 | 3619.7183 | 1400.0473 | 14857.0083 | 6478.4629 | 2882.7348 | 3583.8405 | 12945.0383 | 0 | 0 | 0 | 0 | 1911.97
3 | 84 | 20 | 9087.8656 | 3363.6779 | 1329.706 | 13781.2496 | 7771.0765 | 2922.0084 | 3327.4359 | 14020.5208 | 0 | 0 | 0 | 0 | -239.2712
3 | 84 | 21 | 8381.3858 | 3101.8588 | 1275.1427 | 12758.3873 | 7484.4011 | 3370.615 | 3212.4809 | 14067.497 | 0 | 0 | 0 | 0 | -1309.1097
3 | 84 | 22 | 7879.8424 | 2906.5562 | 1231.622 | 12018.0206 | 6678.6014 | 3363.9132 | 2923.5 | 12966.0146 | 0 | 0 | 0 | 0 | -947.994
3 | 84 | 23 | 7574.4906 | 2790.3108 | 1220.0136 | 11584.815 | 6737.6607 | 3053.1826 | 2555.0797 | 12345.9231 | 0 | 0 | 0 | 0 | -761.1082
3 | 84 | 24 | 7398.5049 | 2720.6563 | 1209.9521 | 11329.1133 | 5977.5802 | 2750.7632 | 1802.0566 | 10530.4 | 0 | 0 | 0 | 0 | 798.7132
3 | 85 | 1 | 7346.0591 | 2696.287 | 1203.8144 | 11246.1606 | 5434.9742 | 2427.8879 | 1353.8294 | 9216.6916 | 0 | 0 | 0 | 0 | 2029.469
3 | 85 | 2 | 7473.0053 | 2719.9019 | 1218.9739 | 11411.8811 | 5086.2175 | 2503.8058 | 1131.0803 | 8721.1036 | 0 | 0 | 0 | 0 | 2690.7775
3 | 85 | 3 | 7963.9108 | 2847.2204 | 1277.5629 | 12088.6941 | 4824.5309 | 2458.2585 | 920.1196 | 8202.909 | 0 | 0 | 0 | 0 | 3885.7851
3 | 85 | 4 | 8830.2486 | 3084.0554 | 1371.7001 | 13286.0041 | 4689.9417 | 2599.5811 | 866.6622 | 8156.185 | 0 | 0 | 0 | 0 | 5129.8191
3 | 85 | 5 | 9513.8771 | 3295.1696 | 1432.425 | 14241.4716 | 4839.7618 | 2673.0363 | 1025.1418 | 8537.9399 | 0 | 0 | 0 | 0 | 5703.5318
3 | 85 | 6 | 9966.4078 | 3499.1072 | 1470.6497 | 14936.1646 | 4902.4554 | 2777.3156 | 1117.2116 | 8796.9825 | 0 | 0 | 0 | 0 | 6139.1821
3 | 85 | 7 | 10147.4524 | 3592.2538 | 1481.1855 | 15220.8916 | 5017.4883 | 2906.0233 | 1190.3265 | 9113.838 | 68.1826 | 0 | 184.4166 | 252.5992 | 5854.4544
3 | 85 | 8 | 10120.8897 | 3633.4024 | 1474.5001 | 15228.7922 | 4467.126 | 2332.8857 | 883.0665 | 7683.0782 | 1921.6358 | 596.9455 | 1383.3672 | 3901.9485 | 3643.7655
3 | 85 | 9 | 10055.827 | 3634.1779 | 1454.1935 | 15144.1984 | 2653.1321 | 1248.1772 | 381.3413 | 4282.6505 | 3000 | 992.1262 | 1999.2005 | 5991.3268 | 4870.2211
3 | 85 | 10 | 9969.9943 | 3604.0094 | 1431.2014 | 15005.2052 | 2252.0863 | 1186.8749 | 318.4655 | 3757.4267 | 3000 | 1000 | 2000 | 6000 | 5247.7785
3 | 85 | 11 | 9946.6237 | 3513.5793 | 1420.6059 | 14880.8089 | 2431.0707 | 1446.8501 | 296.5352 | 4174.456 | 3000 | 1000 | 1967.6757 | 5967.6757 | 4738.6771
3 | 85 | 12 | 9789.831 | 3395.4581 | 1408.8126 | 14594.1016 | 2305.9442 | 1286.6705 | 311.1039 | 3903.7186 | 2954.1149 | 965.6881 | 1907.6341 | 5827.4371 | 4862.9459
3 | 85 | 13 | 9721.9327 | 3331.5659 | 1406.965 | 14460.4635 | 2014.313 | 1041.0642 | 346.8314 | 3402.2085 | 2904.0217 | 940.6414 | 1874.3844 | 5719.0475 | 5339.2075
3 | 85 | 14 | 9835.0043 | 3417.2357 | 1415.4513 | 14667.6914 | 1808.8728 | 850.7752 | 309.5422 | 2969.1901 | 2966.1632 | 954.5562 | 1919.949 | 5840.6685 | 5857.8328
3 | 85 | 15 | 10037.0179 | 3573.4073 | 1440.3671 | 15050.7923 | 1708.0993 | 792.4004 | 277.746 | 2778.2457 | 3000 | 992.1262 | 1978.6409 | 5970.7671 | 6301.7795
3 | 85 | 16 | 10167.4049 | 3643.2629 | 1458.176 | 15268.8438 | 1472.3923 | 694.3268 | 257.8866 | 2424.6056 | 3000 | 1000 | 1992.3473 | 5992.3473 | 6851.8908
3 | 85 | 17 | 10249.0231 | 3691.169 | 1463.5069 | 15403.699 | 1411.1362 | 750.6177 | 292.9371 | 2454.6911 | 2924.8939 | 946.2074 | 1815.2591 | 5686.3604 | 7262.6476
3 | 85 | 18 | 9971.5794 | 3634.9189 | 1432.8098 | 15039.3081 | 1641.2818 | 894.0351 | 409.4594 | 2944.7763 | 1323.2988 | 468.9292 | 808.1826 | 2600.4106 | 9494.1212
3 | 85 | 19 | 9524.999 | 3490.4494 | 1387.9823 | 14403.4307 | 2097.6788 | 1365.5183 | 485.5369 | 3948.7341 | 0 | 0 | 0 | 0 | 10454.6966
3 | 85 | 20 | 8923.1596 | 3294.1591 | 1328.394 | 13545.7127 | 2434.081 | 1549.4259 | 496.8654 | 4480.3722 | 0 | 0 | 0 | 0 | 9065.3404
3 | 85 | 21 | 8306.0853 | 3087.6799 | 1275.0545 | 12668.8197 | 2251.6684 | 1500.0275 | 335.9834 | 4087.6793 | 0 | 0 | 0 | 0 | 8581.1404
3 | 85 | 22 | 7789.7071 | 2899.1221 | 1231.0909 | 11919.9201 | 2097.9324 | 1597.0701 | 245.095 | 3940.0975 | 0 | 0 | 0 | 0 | 7979.8226
3 | 85 | 23 | 7501.8566 | 2787.5698 | 1216.8313 | 11506.2577 | 1852.0213 | 1698.1735 | 209.5961 | 3759.7909 | 0 | 0 | 0 | 0 | 7746.4668
3 | 85 | 24 | 7349.5328 | 2723.8438 | 1206.3031 | 11279.6797 | 1991.7817 | 1473.5662 | 210.4138 | 3675.7617 | 0 | 0 | 0 | 0 | 7603.918
3 | 86 | 1 | 7306.6332 | 2700.7678 | 1203.3387 | 11210.7397 | 2207.5788 | 1091.7347 | 218.0783 | 3517.3918 | 0 | 0 | 0 | 0 | 7693.3478
3 | 86 | 2 | 7351.3502 | 2718.9836 | 1217.9849 | 11288.3188 | 2430.9756 | 1086.6067 | 239.7383 | 3757.3205 | 0 | 0 | 0 | 0 | 7530.9982
3 | 86 | 3 | 7609.7913 | 2802.7234 | 1236.4331 | 11648.9479 | 2514.437 | 963.0285 | 289.9068 | 3767.3724 | 0 | 0 | 0 | 0 | 7881.5755
3 | 86 | 4 | 8022.0557 | 2949.3288 | 1274.3387 | 12245.7232 | 2361.2912 | 679.4643 | 391.0337 | 3431.7892 | 0 | 0 | 0 | 0 | 8813.9339
3 | 86 | 5 | 8448.208 | 3110.4004 | 1329.1807 | 12887.7892 | 1778.8513 | 566.5137 | 533.867 | 2879.232 | 0 | 0 | 0 | 0 | 10008.5572
3 | 86 | 6 | 8715.1758 | 3235.9816 | 1377.7447 | 13328.9021 | 1489.3314 | 651.4132 | 658.333 | 2799.0776 | 0 | 0 | 0 | 0 | 10529.8245
3 | 86 | 7 | 8755.3885 | 3277.1353 | 1395.5717 | 13428.0956 | 1873.5149 | 863.3275 | 892.7867 | 3629.6291 | 141.9311 | 0 | 287.8401 | 429.7712 | 9368.6952
3 | 86 | 8 | 8675.8707 | 3256.8092 | 1393.3493 | 13326.0292 | 2421.8521 | 874.8208 | 1031.9174 | 4328.5902 | 1682.301 | 459.1889 | 1424.9241 | 3566.414 | 5431.025
3 | 86 | 9 | 8535.7375 | 3199.3686 | 1378.551 | 13113.657 | 1959.2438 | 328.193 | 775.2795 | 3062.7163 | 2827.0151 | 719.3959 | 1997.8299 | 5544.2409 | 4506.6999
3 | 86 | 10 | 8390.7667 | 3138.2902 | 1369.796 | 12898.8529 | 1926.0554 | 284.1107 | 684.0143 | 2894.1804 | 2986.5603 | 822.3655 | 2000 | 5808.9258 | 4195.7467
3 | 86 | 11 | 8227.9823 | 3068.7429 | 1354.6556 | 12651.3809 | 1871.1453 | 154.4033 | 830.3537 | 2855.9023 | 3000 | 686.0003 | 1959.4518 | 5645.4522 | 4150.0264
3 | 86 | 12 | 8184.4631 | 3015.9502 | 1347.2489 | 12547.6622 | 1859.803 | 40.8027 | 931.2436 | 2831.8493 | 2771.8309 | 692.9577 | 1893.7609 | 5358.5496 | 4357.2633
3 | 86 | 13 | 8191.6907 | 3018.6434 | 1351.25 | 12561.5841 | 1678.3834 | 0 | 927.1414 | 2605.5248 | 2507.4495 | 651.2133 | 1796.5031 | 4955.1658 | 5000.8935
3 | 86 | 14 | 8463.8788 | 3100.4121 | 1362.3484 | 12926.6393 | 1911.1025 | 0 | 902.3654 | 2813.4678 | 2513.0155 | 591.3796 | 1828.0279 | 4932.423 | 5180.7484
3 | 86 | 15 | 8898.0119 | 3233.0061 | 1385.3345 | 13516.3525 | 2175.4751 | 0 | 934.4496 | 3109.9247 | 2507.4495 | 587.2051 | 1885.8242 | 4980.4789 | 5425.9489
3 | 86 | 16 | 9245.854 | 3347.4415 | 1402.389 | 13995.6845 | 2471.026 | 0 | 958.734 | 3429.76 | 2369.6928 | 370.1341 | 1732.2866 | 4472.1135 | 6093.811
3 | 86 | 17 | 9630.7541 | 3497.5566 | 1425.5927 | 14553.9034 | 3037.9125 | 0 | 1044.7788 | 4082.6913 | 1262.0736 | 126.6248 | 1230.6539 | 2619.3524 | 7851.8598
3 | 86 | 18 | 9603.8397 | 3522.5599 | 1412.6418 | 14539.0414 | 3747.0696 | 9.1043 | 1355.6362 | 5111.8101 | 421.6189 | 37.57 | 508.3102 | 967.499 | 8459.7322
3 | 86 | 19 | 9278.6585 | 3427.9952 | 1371.0607 | 14077.7144 | 4312.3252 | 16.6704 | 1918.6535 | 6247.6492 | 0 | 0 | 0 | 0 | 7830.0653
3 | 86 | 20 | 8808.3258 | 3265.5223 | 1318.1757 | 13392.0238 | 4683.1531 | 54.6946 | 2169.1763 | 6907.024 | 0 | 0 | 0 | 0 | 6484.9999
3 | 86 | 21 | 8229.9276 | 3066.5309 | 1274.2342 | 12570.6927 | 4552.2987 | 99.3074 | 2357.2727 | 7008.8787 | 0 | 0 | 0 | 0 | 5561.8139
3 | 86 | 22 | 7756.0532 | 2885.7413 | 1227.8509 | 11869.6455 | 4310.19 | 74.1672 | 2180.9988 | 6565.356 | 0 | 0 | 0 | 0 | 5304.2894
3 | 86 | 23 | 7419.6216 | 2767.5411 | 1214.2402 | 11401.4028 | 4437.6495 | 116.5034 | 2215.2953 | 6769.4483 | 0 | 0 | 0 | 0 | 4631.9545
3 | 86 | 24 | 7230.5864 | 2702.4928 | 1197.4928 | 11130.572 | 4423.524 | 143.0821 | 1966.0913 | 6532.6974 | 0 | 0 | 0 | 0 | 4597.8746
3 | 87 | 1 | 7144.4893 | 2669.4796 | 1193.0533 | 11007.0221 | 4305.3709 | 278.8316 | 1730.8429 | 6315.0455 | 0 | 0 | 0 | 0 | 4691.9766
3 | 87 | 2 | 7146.3807 | 2665.7078 | 1199.1067 | 11011.1952 | 4099.4962 | 429.1668 | 1501.1704 | 6029.8335 | 0 | 0 | 0 | 0 | 4981.3618
3 | 87 | 3 | 7291.5398 | 2709.1798 | 1218.1247 | 11218.8442 | 4170.1011 | 813.5055 | 1254.3388 | 6237.9455 | 0 | 0 | 0 | 0 | 4980.8987
3 | 87 | 4 | 7595.1752 | 2818.9848 | 1246.5363 | 11660.6963 | 4765.1106 | 944.3366 | 1066.4704 | 6775.9176 | 0 | 0 | 0 | 0 | 4884.7787
3 | 87 | 5 | 8066.3651 | 2976.4321 | 1307.4471 | 12350.2443 | 5039.5963 | 1038.3687 | 969.6806 | 7047.6456 | 0 | 0 | 0 | 0 | 5302.5987
3 | 87 | 6 | 8580.224 | 3173.1918 | 1370.6402 | 13124.0559 | 4694.0481 | 1165.5748 | 791.0017 | 6650.6245 | 0 | 0 | 0 | 0 | 6473.4314
3 | 87 | 7 | 8792.6653 | 3302.6399 | 1408.3577 | 13503.663 | 3881.6944 | 864.3203 | 790.539 | 5536.5537 | 25.0467 | 0 | 112.4391 | 137.4858 | 7829.6235
3 | 87 | 8 | 8782.3782 | 3325.7333 | 1421.9475 | 13530.0589 | 3183.8568 | 965.7326 | 577.8796 | 4727.4691 | 306.1259 | 239.3348 | 505.3071 | 1050.7678 | 7751.8221
3 | 87 | 9 | 8714.8125 | 3310.4853 | 1407.0058 | 13432.3037 | 2405.3437 | 734.2609 | 279.0964 | 3418.701 | 814.0166 | 118.2759 | 633.3977 | 1565.6902 | 8447.9125
3 | 87 | 10 | 8591.7979 | 3310.3343 | 1383.3477 | 13285.4798 | 1894.9074 | 359.2334 | 217.4072 | 2471.548 | 1153.5381 | 83.4889 | 1054.6279 | 2291.6548 | 8522.2771
3 | 87 | 11 | 8385.5848 | 3195.7855 | 1353.9408 | 12935.311 | 1304.5976 | 92.9834 | 274.3657 | 1671.9466 | 1778.3133 | 660.9537 | 1431.9023 | 3871.1693 | 7392.1951
3 | 87 | 12 | 8062.6899 | 3064.9872 | 1328.7479 | 12456.425 | 1173.3239 | 69.6 | 403.4088 | 1646.3327 | 2504.6665 | 669.3026 | 1524.0526 | 4698.0217 | 6112.0706
3 | 87 | 13 | 7948.734 | 2975.0965 | 1324.8846 | 12248.7151 | 1075.1966 | 44.3079 | 490.5435 | 1610.0481 | 2407.2628 | 688.7833 | 1683.0476 | 4779.0937 | 5859.5732
3 | 87 | 14 | 8094.9882 | 2987.5041 | 1341.481 | 12423.9733 | 961.0362 | 3.3747 | 628.5806 | 1592.9914 | 2528.3217 | 455.0144 | 1821.8206 | 4805.1568 | 6025.825
3 | 87 | 15 | 8465.1843 | 3083.8325 | 1358.6977 | 12907.7145 | 819.2933 | 3.8352 | 821.8141 | 1644.9426 | 2499.1005 | 581.6392 | 1456.3584 | 4537.0981 | 6725.6737
3 | 87 | 16 | 8896.3515 | 3203.2851 | 1383.7233 | 13483.3599 | 802.9104 | 1.5903 | 788.2552 | 1592.7559 | 2432.3095 | 576.0733 | 1216.4745 | 4224.8573 | 7665.7467
3 | 87 | 17 | 9496.698 | 3440.9061 | 1424.2658 | 14361.8699 | 930.6706 | 6.4021 | 840.2941 | 1777.3668 | 1444.3577 | 240.7263 | 984.7267 | 2669.8107 | 9914.6924
3 | 87 | 18 | 9598.6037 | 3519.1203 | 1414.0371 | 14531.7611 | 1227.308 | 63.5516 | 848.3799 | 2139.2395 | 855.761 | 129.4078 | 683.3288 | 1668.4976 | 10724.024
3 | 87 | 19 | 9227.6627 | 3400.2369 | 1361.6799 | 13989.5795 | 1587.0553 | 169.6363 | 897.6277 | 2654.3193 | 0 | 0 | 0 | 0 | 11335.2603
3 | 87 | 20 | 8661.3308 | 3204.932 | 1300.2271 | 13166.4898 | 1693.1074 | 275.081 | 773.9777 | 2742.1661 | 0 | 0 | 0 | 0 | 10424.3237
3 | 87 | 21 | 8094.7609 | 2996.7895 | 1257.2313 | 12348.7817 | 1486.5332 | 332.3194 | 1060.8742 | 2879.7268 | 0 | 0 | 0 | 0 | 9469.0549
3 | 87 | 22 | 7733.3421 | 2865.6023 | 1228.8722 | 11827.8165 | 1444.1587 | 262.0444 | 1102.269 | 2808.472 | 0 | 0 | 0 | 0 | 9019.3445
3 | 87 | 23 | 7513.6341 | 2796.9042 | 1221.172 | 11531.7103 | 1140.4552 | 204.6948 | 1489.119 | 2834.2691 | 0 | 0 | 0 | 0 | 8697.4412
3 | 87 | 24 | 7418.011 | 2762.8434 | 1217.9436 | 11398.798 | 922.1257 | 195.3068 | 1556.1381 | 2673.5706 | 0 | 0 | 0 | 0 | 8725.2274
3 | 88 | 1 | 7424.8992 | 2757.7592 | 1220.0136 | 11402.672 | 733.6919 | 122.0043 | 1434.0135 | 2289.7097 | 0 | 0 | 0 | 0 | 9112.9623
3 | 88 | 2 | 7634.8044 | 2848.437 | 1239.2592 | 11722.5006 | 573.1464 | 87.5774 | 1215.0819 | 1875.8057 | 0 | 0 | 0 | 0 | 9846.695
3 | 88 | 3 | 8310.3087 | 3092.4019 | 1297.041 | 12699.7516 | 552.9296 | 116.3423 | 792.6339 | 1461.9057 | 0 | 0 | 0 | 0 | 11237.8459
3 | 88 | 4 | 9442.5342 | 3482.6556 | 1395.4257 | 14320.6155 | 525.4989 | 257.6208 | 609.5015 | 1392.6212 | 0 | 0 | 0 | 0 | 12927.9943
3 | 88 | 5 | 10246.383 | 3779.167 | 1446.7606 | 15472.3106 | 571.6169 | 219.8416 | 567.0777 | 1358.5361 | 0 | 0 | 0 | 0 | 14113.7745
3 | 88 | 6 | 10653.831 | 3971.4357 | 1470.848 | 16096.1147 | 523.9822 | 237.7039 | 553.423 | 1315.1092 | 0 | 0 | 0 | 0 | 14781.0056
3 | 88 | 7 | 10839.9975 | 4056.9756 | 1485.219 | 16382.1921 | 528.9915 | 255.4801 | 447.9522 | 1232.4238 | 203.1563 | 0 | 220.0742 | 423.2305 | 14726.5378
3 | 88 | 8 | 10897.2375 | 4073.5799 | 1472.5877 | 16443.4051 | 311.3456 | 143.7954 | 300.5708 | 755.7118 | 1174.4103 | 112.71 | 1019.6533 | 2306.7736 | 13380.9196
3 | 88 | 9 | 10757.467 | 4023.0703 | 1450.7484 | 16231.2856 | 195.9776 | 27.4791 | 103.8805 | 327.3372 | 1689.2584 | 185.067 | 1498.3347 | 3372.6602 | 12531.2882
3 | 88 | 10 | 10483.4389 | 3941.3408 | 1440.5226 | 15865.3023 | 167.9143 | 1.9502 | 42.3077 | 212.1722 | 1306.601 | 350.6533 | 1035.3718 | 2692.6261 | 12960.504
3 | 88 | 11 | 10243.6024 | 3849.4272 | 1431.9474 | 15524.977 | 242.6663 | 11.4534 | 22.7481 | 276.8678 | 1602.9865 | 293.6026 | 867.095 | 2763.6841 | 12484.4252
3 | 88 | 12 | 9989.7024 | 3781.5717 | 1413.2289 | 15184.503 | 388.7727 | 41.1349 | 24.1132 | 454.0207 | 1049.177 | 203.1563 | 946.018 | 2198.3513 | 12532.1309
3 | 88 | 13 | 9939.1959 | 3709.0539 | 1411.4685 | 15059.7183 | 820.1534 | 55.0602 | 6.6783 | 881.8918 | 827.9314 | 203.1563 | 1274.8362 | 2305.9239 | 11871.9026
3 | 88 | 14 | 10015.4468 | 3701.7139 | 1423.3233 | 15140.484 | 1306.2529 | 54.2853 | 9.1906 | 1369.7288 | 1380.3496 | 169.7607 | 1559.4186 | 3109.5289 | 10661.2263
3 | 88 | 15 | 10317.4642 | 3784.296 | 1460.8922 | 15562.6524 | 1847.2214 | 133.1126 | 14.0424 | 1994.3764 | 1033.8707 | 118.2759 | 1400.5188 | 2552.6654 | 11015.6106
3 | 88 | 16 | 10696.3727 | 3912.9842 | 1492.0157 | 16101.3727 | 2592.4578 | 205.2702 | 29.8695 | 2827.5975 | 541.2862 | 197.5904 | 1356.1744 | 2095.051 | 11178.7242
3 | 88 | 17 | 11078.2553 | 4069.3212 | 1518.952 | 16666.5285 | 3885.1623 | 366.4585 | 112.634 | 4364.2548 | 459.1889 | 61.2252 | 828.8745 | 1349.2886 | 10952.9851
3 | 88 | 18 | 10907.966 | 4048.2624 | 1485.3054 | 16441.5338 | 5298.7909 | 694.5552 | 553.6023 | 6546.9484 | 162.8033 | 281.0793 | 333.942 | 777.8245 | 9116.7609
3 | 88 | 19 | 10314.5687 | 3842.6441 | 1416.4267 | 15573.6395 | 6583.1163 | 1202.3034 | 1268.8048 | 9054.2245 | 0 | 0 | 0 | 0 | 6519.415
3 | 88 | 20 | 9506.4852 | 3548.2896 | 1349.1484 | 14403.9231 | 7331.8897 | 1793.0336 | 1982.2676 | 11107.1909 | 0 | 0 | 0 | 0 | 3296.7322
3 | 88 | 21 | 8779.2531 | 3280.6101 | 1294.1729 | 13354.0362 | 8120.5304 | 1830.6181 | 1995.8749 | 11947.0235 | 0 | 0 | 0 | 0 | 1407.0127
3 | 88 | 22 | 8290.7475 | 3099.9374 | 1256.4564 | 12647.1413 | 7940.0407 | 1707.7877 | 2241.2049 | 11889.0333 | 0 | 0 | 0 | 0 | 758.108
3 | 88 | 23 | 8028.0282 | 3007.0578 | 1245.3099 | 12280.3959 | 7813.4091 | 1767.1283 | 2410.3532 | 11990.8905 | 0 | 0 | 0 | 0 | 289.5053
3 | 88 | 24 | 7906.4838 | 2972.3709 | 1234.5545 | 12113.4091 | 7909.5696 | 1938.433 | 2574.2743 | 12422.2769 | 0 | 0 | 0 | 0 | -308.8678
3 | 89 | 1 | 7913.5017 | 2973.9826 | 1231.9297 | 12119.4141 | 8216.7883 | 2028.9216 | 2588.2739 | 12833.9838 | 0 | 0 | 0 | 0 | -714.5698
3 | 89 | 2 | 8134.3172 | 3046.1906 | 1251.9989 | 12432.5067 | 8208.9211 | 2235.5635 | 3096.0838 | 13540.5685 | 0 | 0 | 0 | 0 | -1108.0618
3 | 89 | 3 | 8768.7841 | 3264.7188 | 1312.3151 | 13345.818 | 8437.2458 | 2433.6047 | 3320.6994 | 14191.5499 | 0 | 0 | 0 | 0 | -845.7319
3 | 89 | 4 | 9843.6472 | 3665.2814 | 1403.3624 | 14912.291 | 8822.8857 | 2897.6088 | 3087.049 | 14807.5435 | 0 | 0 | 0 | 0 | 104.7475
3 | 89 | 5 | 10418.027 | 3888.2448 | 1451.6414 | 15757.9131 | 9128.9557 | 3132.6458 | 2788.0762 | 15049.6778 | 0 | 0 | 0 | 0 | 708.2354
3 | 89 | 6 | 10372.415 | 3905.3998 | 1462.2396 | 15740.0544 | 9664.0798 | 3068.5246 | 2762.7583 | 15495.3626 | 0 | 0 | 0 | 0 | 244.6917
3 | 89 | 7 | 10130.7293 | 3869.4162 | 1438.1595 | 15438.3051 | 10094.2299 | 3183.6508 | 2581.0142 | 15858.8949 | 12.5233 | 0 | 22.0553 | 34.5787 | -455.1685
3 | 89 | 8 | 9900.226 | 3895.8648 | 1426.4851 | 15222.5758 | 10249.4089 | 3335.6135 | 3143.7676 | 16728.79 | 109.927 | 22.2637 | 194.0319 | 326.2227 | -1832.4369
3 | 89 | 9 | 9839.4641 | 3908.1907 | 1409.3453 | 15157.0002 | 9235.4491 | 3132.2694 | 3298.8974 | 15666.6158 | 315.8663 | 16.6978 | 535.1234 | 867.6874 | -1377.303
3 | 89 | 10 | 10032.2851 | 3919.8292 | 1396.5497 | 15348.664 | 8435.2544 | 2514.8398 | 3177.8606 | 14127.9548 | 1077.0066 | 57.0507 | 894.2923 | 2028.3496 | -807.6404
3 | 89 | 11 | 10246.6225 | 3940.6214 | 1392.987 | 15580.2309 | 6800.5473 | 2385.7581 | 3188.5472 | 12374.8526 | 1067.2662 | 139.1481 | 1436.7064 | 2643.1208 | 562.2575
3 | 89 | 12 | 10294.772 | 3936.3582 | 1383.6752 | 15614.8054 | 5772.0459 | 1647.4404 | 2841.4335 | 10260.9198 | 1195.2825 | 54.2678 | 1092.0076 | 2341.5579 | 3012.3277
3 | 89 | 13 | 10422.2065 | 3954.6406 | 1392.781 | 15769.628 | 5507.9193 | 1130.2877 | 2212.5443 | 8850.7514 | 882.1992 | 69.5741 | 1148.3826 | 2100.1558 | 4818.7208
3 | 89 | 14 | 10683.5491 | 4036.9275 | 1425.3442 | 16145.8209 | 5973.1455 | 1137.8013 | 2220.5709 | 9331.5177 | 919.7692 | 86.2718 | 1522.74 | 2528.781 | 4285.5222
3 | 89 | 15 | 11054.778 | 4155.1031 | 1470.835 | 16680.7161 | 7130.3275 | 1570.2266 | 2844.7282 | 11545.2822 | 602.5114 | 507.8907 | 1101.2299 | 2211.632 | 2923.8018
3 | 89 | 16 | 11281.8095 | 4186.3822 | 1505.0734 | 16973.2651 | 8297.8987 | 2602.0531 | 3569.0541 | 14469.0059 | 507.8907 | 436.9252 | 791.8136 | 1736.6295 | 767.6297
3 | 89 | 17 | 11337.4464 | 4195.4298 | 1505.6652 | 17038.5414 | 9740.9946 | 3253.5832 | 3434.0117 | 16428.5895 | 627.5581 | 73.7485 | 373.591 | 1074.8976 | -464.9458
3 | 89 | 18 | 10950.8695 | 4101.1951 | 1465.9576 | 16518.0222 | 10906.1209 | 3372.254 | 4217.5056 | 18495.8806 | 130.7993 | 1.3915 | 155.8414 | 288.0321 | -2265.8905
3 | 89 | 19 | 10296.0012 | 3863.7812 | 1401.4378 | 15561.2202 | 10938.1906 | 3372.254 | 4189.2821 | 18499.7267 | 0 | 0 | 0 | 0 | -2938.5065
3 | 89 | 20 | 9454.8935 | 3546.712 | 1328.3363 | 14329.9418 | 10917.1416 | 3372.254 | 3917.443 | 18206.8386 | 0 | 0 | 0 | 0 | -3876.8968
3 | 89 | 21 | 8714.1823 | 3259.1915 | 1267.8226 | 13241.1964 | 10900.73 | 3372.254 | 4052.1688 | 18325.1528 | 0 | 0 | 0 | 0 | -5083.9564
3 | 89 | 22 | 8190.1805 | 3069.861 | 1231.9032 | 12491.9447 | 10874.2815 | 3372.254 | 4110.6201 | 18357.1556 | 0 | 0 | 0 | 0 | -5865.2108
3 | 89 | 23 | 7906.4737 | 2958.8191 | 1204.2146 | 12069.5074 | 10898.8299 | 3372.254 | 4220.4761 | 18491.56 | 0 | 0 | 0 | 0 | -6422.0526
3 | 89 | 24 | 7746.2871 | 2901.3989 | 1200.9 | 11848.586 | 10931.8182 | 3372.254 | 4212.253 | 18516.3252 | 0 | 0 | 0 | 0 | -6667.7392
3 | 90 | 1 | 7709.708 | 2880.9713 | 1197.5541 | 11788.2333 | 10858.9838 | 3313.0713 | 4218.2429 | 18390.298 | 0 | 0 | 0 | 0 | -6602.0646
3 | 90 | 2 | 7889.5001 | 2939.6624 | 1217.6216 | 12046.7841 | 10875.6226 | 3372.254 | 4220.6039 | 18468.4805 | 0 | 0 | 0 | 0 | -6421.6964
3 | 90 | 3 | 8489.9561 | 3142.4002 | 1271.0895 | 12903.4458 | 10640.0968 | 3249.0377 | 4226.1418 | 18115.2763 | 0 | 0 | 0 | 0 | -5211.8304
3 | 90 | 4 | 9578.8277 | 3538.628 | 1370.5202 | 14487.9758 | 10257.0504 | 3137.4639 | 4026.2625 | 17420.7768 | 0 | 0 | 0 | 0 | -2932.8009
3 | 90 | 5 | 10309.1397 | 3794.8161 | 1431.98 | 15535.9358 | 9699.1472 | 3208.289 | 3924.136 | 16831.5722 | 0 | 0 | 0 | 0 | -1295.6364
3 | 90 | 6 | 10573.4269 | 3877.2553 | 1464.4334 | 15915.1156 | 8856.7055 | 2989.2789 | 3933.2555 | 15779.24 | 0 | 0 | 0 | 0 | 135.8756
3 | 90 | 7 | 10637.8294 | 3889.7331 | 1474.1393 | 16001.7017 | 8074.9685 | 2730.5369 | 3771.5373 | 14577.0427 | 363.1766 | 66.7911 | 146.9508 | 576.9185 | 847.7405
3 | 90 | 8 | 10607.7776 | 3887.8687 | 1470.8953 | 15966.5416 | 6597.9557 | 1890.6634 | 2871.1248 | 11359.744 | 2187.4088 | 691.5663 | 865.0802 | 3744.0553 | 862.7424
3 | 90 | 9 | 10533.4382 | 3860.7674 | 1454.9584 | 15849.164 | 4106.0582 | 1382.6984 | 2017.6506 | 7506.4072 | 3000 | 1000 | 2000 | 6000 | 2342.7568
3 | 90 | 10 | 10454.8375 | 3831.1133 | 1439.1454 | 15725.0962 | 2411.4387 | 657.4778 | 1862.6653 | 4931.5818 | 3000 | 1000 | 2000 | 6000 | 4793.5143
3 | 90 | 11 | 10471.0717 | 3835.678 | 1436.1179 | 15742.8677 | 1034.7571 | 171.3117 | 1660.1009 | 2866.1697 | 2996.3007 | 997.6922 | 1966.3051 | 5960.2979 | 6916.4001
3 | 90 | 12 | 10396.0465 | 3799.5895 | 1433.1559 | 15628.7919 | 521.427 | 35.6489 | 1556.4333 | 2113.5093 | 2870.6261 | 958.7307 | 1897.8104 | 5727.1671 | 7788.1154
3 | 90 | 13 | 10385.3455 | 3769.3 | 1442.5573 | 15597.2028 | 929.0568 | 0.40853 | 1870.5168 | 2799.9822 | 2824.7073 | 937.8585 | 1874.2802 | 5636.846 | 7160.3746
3 | 90 | 14 | 10502.4523 | 3757.6662 | 1469.6221 | 15729.7406 | 2013.24 | 74.0618 | 1749.6553 | 3836.957 | 2902.6301 | 958.7307 | 1912.95 | 5774.3108 | 6118.4728
3 | 90 | 15 | 10642.5109 | 3763.6039 | 1495.4509 | 15901.5657 | 2510.6193 | 183.5794 | 2717.1386 | 5411.3373 | 2989.3433 | 992.1262 | 1980.0115 | 5961.481 | 4528.7474
3 | 90 | 16 | 10714.7047 | 3819.2739 | 1502.8691 | 16036.8476 | 2530.4993 | 286.8563 | 2849.753 | 5667.1085 | 3000 | 1000 | 1980.0115 | 5980.0115 | 4389.7276
3 | 90 | 17 | 10886.9616 | 3954.71 | 1498.5596 | 16340.2312 | 2683.0467 | 837.2782 | 2689.3618 | 6209.6867 | 2833.0561 | 937.8585 | 1754.7841 | 5525.6986 | 4604.8459
3 | 90 | 18 | 10707.2366 | 3964.9164 | 1460.1835 | 16132.3366 | 4798.5215 | 2383.284 | 2458.065 | 9639.8704 | 1461.0555 | 403.5296 | 903.7781 | 2768.3632 | 3724.103
3 | 90 | 19 | 10140.8565 | 3784.7354 | 1398.369 | 15323.961 | 9017.2413 | 3353.205 | 2427.1297 | 14797.576 | 0 | 0 | 0 | 0 | 526.3849
3 | 90 | 20 | 9351.4187 | 3507.3538 | 1330.1436 | 14188.9161 | 9696.0071 | 3372.254 | 2535.9009 | 15604.1619 | 0 | 0 | 0 | 0 | -1415.2458
3 | 90 | 21 | 8666.1043 | 3243.7074 | 1278.869 | 13188.6807 | 10721.5431 | 3372.254 | 2945.6278 | 17039.4248 | 0 | 0 | 0 | 0 | -3850.7442
3 | 90 | 22 | 8185.4969 | 3068.7111 | 1241.0965 | 12495.3045 | 10909.712 | 3372.254 | 4186.3087 | 18468.2746 | 0 | 0 | 0 | 0 | -5972.9701
3 | 90 | 23 | 7925.3765 | 2979.2576 | 1221.0857 | 12125.7198 | 10956.2974 | 3372.254 | 4248.8312 | 18577.3826 | 0 | 0 | 0 | 0 | -6451.6628
3 | 90 | 24 | 7828.9287 | 2941.7275 | 1235.2469 | 12005.9031 | 10502.9836 | 3372.2394 | 4258.8668 | 18134.0898 | 0 | 0 | 0 | 0 | -6128.1867
4 | 91 | 1 | 7874.0197 | 2940.3228 | 1238.6007 | 12052.9431 | 10029.8239 | 3372.254 | 4228.279 | 17630.357 | 0 | 0 | 0 | 0 | -5577.4139
4 | 91 | 2 | 8124.458 | 3016.5845 | 1258.2868 | 12399.3293 | 9828.3903 | 3372.254 | 4263.3913 | 17464.0356 | 0 | 0 | 0 | 0 | -5064.7063
4 | 91 | 3 | 8812.4909 | 3247.4574 | 1317.437 | 13377.3853 | 9927.3336 | 3372.254 | 4263.3814 | 17562.9689 | 0 | 0 | 0 | 0 | -4185.5836
4 | 91 | 4 | 9906.3017 | 3639.7662 | 1407.4551 | 14953.5229 | 9960.3272 | 3372.254 | 4263.3346 | 17595.9158 | 0 | 0 | 0 | 0 | -2642.3928
4 | 91 | 5 | 10439.922 | 3839.7295 | 1456.092 | 15735.7435 | 10924.874 | 3372.254 | 4261.9651 | 18559.0931 | 0 | 0 | 0 | 0 | -2823.3495
4 | 91 | 6 | 10371.0584 | 3832.3308 | 1466.4468 | 15669.836 | 10954.9632 | 3372.254 | 4261.9657 | 18589.1828 | 0 | 0 | 0 | 0 | -2919.3469
4 | 91 | 7 | 10142.6343 | 3762.5954 | 1461.7556 | 15366.9853 | 10956.2974 | 3372.254 | 4262.0993 | 18590.6508 | 94.6207 | 6.9574 | 113.018 | 214.5961 | -3438.2616
4 | 91 | 8 | 9955.8721 | 3701.9602 | 1462.4446 | 15120.2769 | 10948.6955 | 3344.7869 | 4263.3913 | 18556.8737 | 528.7629 | 155.8459 | 502.9571 | 1187.566 | -4624.1627
4 | 91 | 9 | 9783.1877 | 3637.9744 | 1447.5707 | 14868.7328 | 10783.8939 | 2845.5145 | 4263.3913 | 17892.7998 | 1179.9762 | 431.3592 | 778.3735 | 2389.709 | -5413.7759
4 | 91 | 10 | 9617.3793 | 3580.0441 | 1429.6502 | 14627.0735 | 10296.4609 | 2560.0342 | 4263.3913 | 17119.8864 | 1365.0432 | 354.8277 | 572.418 | 2292.2889 | -4785.1018
4 | 91 | 11 | 9510.8594 | 3555.5177 | 1414.1491 | 14480.5261 | 9960.548 | 2500.0665 | 3832.4336 | 16293.0481 | 1557.0677 | 506.4992 | 841.5854 | 2905.1523 | -4717.6743
4 | 91 | 12 | 9386.3738 | 3523.4118 | 1404.7847 | 14314.5703 | 10099.016 | 1743.3854 | 4263.3913 | 16105.7927 | 1341.3881 | 599.7285 | 1013.5828 | 2954.6994 | -4745.9218
4 | 91 | 13 | 9434.2737 | 3543.2062 | 1407.1616 | 14384.6415 | 10204.9644 | 1987.2449 | 4263.3913 | 16455.6007 | 1916.0698 | 354.8277 | 1588.3271 | 3859.2247 | -5930.1839
4 | 91 | 14 | 9711.4991 | 3602.5475 | 1425.1149 | 14739.1616 | 10596.0365 | 2434.3222 | 4263.3913 | 17293.75 | 2116.4432 | 527.3715 | 1796.5239 | 4440.3386 | -6994.9271
4 | 91 | 15 | 10187.9041 | 3715.088 | 1462.0273 | 15365.0194 | 10736.3559 | 2740.8052 | 4263.3913 | 17740.5524 | 2060.784 | 446.6655 | 1969.0464 | 4476.4959 | -6852.0289
4 | 91 | 16 | 10658.1219 | 3831.4822 | 1494.9823 | 15984.5864 | 10749.6511 | 2946.6047 | 4261.6984 | 17957.9541 | 2284.3373 | 801.4932 | 1975.8996 | 5061.7302 | -7035.0979
4 | 91 | 17 | 11106.7691 | 3996.0054 | 1519.9779 | 16622.7524 | 10629.6163 | 3159.653 | 4166.9943 | 17956.2636 | 2398.9139 | 701.3066 | 1787.3878 | 4887.6084 | -6221.1196
4 | 91 | 18 | 11026.4473 | 4007.4744 | 1497.4757 | 16531.3975 | 10520.3919 | 3235.98 | 4138.366 | 17894.7379 | 1095.0959 | 371.5255 | 849.8853 | 2316.5067 | -3679.8471
4 | 91 | 19 | 10508.3478 | 3864.9034 | 1434.2312 | 15807.4824 | 10351.6042 | 3306.2033 | 4002.0526 | 17659.86 | 0 | 0 | 0 | 0 | -1852.3776
4 | 91 | 20 | 9740.0765 | 3599.9372 | 1366.9317 | 14706.9454 | 9430.6579 | 3239.378 | 3708.2185 | 16378.2544 | 0 | 0 | 0 | 0 | -1671.309
4 | 91 | 21 | 9026.0127 | 3340.9468 | 1314.446 | 13681.4054 | 9180.1799 | 3372.254 | 3719.3743 | 16271.8082 | 0 | 0 | 0 | 0 | -2590.4028
4 | 91 | 22 | 8528.3515 | 3172.6137 | 1273.3644 | 12974.3296 | 9122.3831 | 3369.0521 | 3469.2461 | 15960.6813 | 0 | 0 | 0 | 0 | -2986.3517
4 | 91 | 23 | 8258.6814 | 3085.5656 | 1253.1139 | 12597.3609 | 7831.521 | 2855.7604 | 3745.3819 | 14432.6634 | 0 | 0 | 0 | 0 | -1835.3025
4 | 91 | 24 | 8127.0623 | 3049.3288 | 1249.0642 | 12425.4552 | 6524.392 | 2045.5103 | 3567.6604 | 12137.5626 | 0 | 0 | 0 | 0 | 287.8925
4 | 92 | 1 | 8121.0039 | 3047.4522 | 1242.8327 | 12411.2889 | 3947.6808 | 975.7512 | 3418.6683 | 8342.1003 | 0 | 0 | 0 | 0 | 4069.1886
4 | 92 | 2 | 8332.7879 | 3112.1236 | 1267.3848 | 12712.2964 | 2293.7614 | 507.182 | 3040.9353 | 5841.8786 | 0 | 0 | 0 | 0 | 6870.4178
4 | 92 | 3 | 8972.5272 | 3313.3478 | 1321.5216 | 13607.3966 | 1166.5116 | 290.9024 | 2369.3176 | 3826.7316 | 0 | 0 | 0 | 0 | 9780.6649
4 | 92 | 4 | 10002.2836 | 3688.8232 | 1410.8737 | 15101.9806 | 520.25 | 339.5074 | 1624.8509 | 2484.6083 | 0 | 0 | 0 | 0 | 12617.3722
4 | 92 | 5 | 10487.7316 | 3918.5867 | 1456.1488 | 15862.4671 | 198.6739 | 252.1247 | 1193.6 | 1644.3986 | 0 | 0 | 0 | 0 | 14218.0684
4 | 92 | 6 | 10477.249 | 3979.3428 | 1480.7995 | 15937.3913 | 27.2225 | 61.7273 | 963.4964 | 1052.4462 | 0 | 0 | 0 | 0 | 14884.9451
4 | 92 | 7 | 10420.8103 | 4010.8339 | 1473.9651 | 15905.6094 | 14.0605 | 65.6616 | 597.8127 | 677.5348 | 20.8722 | 0 | 107.0145 | 127.8867 | 15100.1878
4 | 92 | 8 | 10359.793 | 4046.4421 | 1459.1775 | 15865.4126 | 20.1242 | 134.5762 | 338.9492 | 493.6496 | 83.4889 | 23.6552 | 404.8821 | 512.0262 | 14859.7368
4 | 92 | 9 | 10427.2523 | 4036.6906 | 1436.6779 | 15900.6208 | 35.1667 | 61.1398 | 96.821 | 193.1276 | 246.2922 | 48.7018 | 741.4196 | 1036.4136 | 14671.0796
4 | 92 | 10 | 10547.5923 | 4062.0083 | 1423.6551 | 16033.2556 | 20.4509 | 19.6262 | 51.2041 | 91.2812 | 396.5722 | 91.8378 | 1055.4478 | 1543.8577 | 14398.1167
4 | 92 | 11 | 10711.7636 | 4021.4867 | 1417.5317 | 16150.782 | 58.3066 | 3.9445 | 70.2351 | 132.4862 | 1423.4855 | 269.9474 | 1592.8884 | 3286.3213 | 12731.9744
4 | 92 | 12 | 10766.2598 | 3940.4575 | 1410.812 | 16117.5293 | 116.483 | 8.3099 | 133.1731 | 257.9659 | 1696.2158 | 418.8359 | 1553.1442 | 3668.1959 | 12191.3674
4 | 92 | 13 | 10852.724 | 3821.5522 | 1424.1174 | 16098.3936 | 215.4313 | 9.3802 | 250.2748 | 475.0863 | 1850.6703 | 617.8177 | 1515.9493 | 3984.4373 | 11638.8701
4 | 92 | 14 | 10894.0648 | 3713.7872 | 1451.2363 | 16059.0883 | 358.4608 | 33.1694 | 202.7768 | 594.407 | 2067.7414 | 596.9455 | 1680.4313 | 4345.1181 | 11119.5631
4 | 92 | 15 | 10904.5828 | 3735.1586 | 1480.3687 | 16120.1102 | 412.3779 | 35.479 | 257.3753 | 705.2321 | 1788.0536 | 406.3126 | 1767.9324 | 3962.2985 | 11452.5796
4 | 92 | 16 | 10831.7998 | 3817.8744 | 1495.988 | 16145.6623 | 499.5612 | 47.5774 | 276.2034 | 823.342 | 1570.9824 | 903.0714 | 1780.9513 | 4255.0051 | 11067.3152
4 | 92 | 17 | 10916.7217 | 3905.4571 | 1490.5096 | 16312.6883 | 518.0063 | 70.3662 | 278.259 | 866.6314 | 1964.7717 | 922.5521 | 1668.9914 | 4556.3153 | 10889.7416
4 | 92 | 18 | 10684.0754 | 3861.4059 | 1452.6489 | 15998.1302 | 624.063 | 87.5986 | 247.7754 | 959.4371 | 1417.9195 | 523.197 | 817.0107 | 2758.1272 | 12280.5659
4 | 92 | 19 | 10185.6002 | 3692.1026 | 1398.7526 | 15276.4555 | 871.7485 | 171.379 | 354.554 | 1397.6815 | 0 | 0 | 0 | 0 | 13878.774
4 | 92 | 20 | 9484.9683 | 3450.6204 | 1339.7466 | 14275.3352 | 775.4412 | 146.3284 | 482.8474 | 1404.6171 | 0 | 0 | 0 | 0 | 12870.7182
4 | 92 | 21 | 8794.4892 | 3199.7139 | 1284.6952 | 13278.8982 | 526.5785 | 85.1596 | 428.2145 | 1039.9525 | 0 | 0 | 0 | 0 | 12238.9457
4 | 92 | 22 | 8266.7721 | 3000.2643 | 1239.0709 | 12506.1072 | 308.6589 | 142.4376 | 517.1308 | 968.2274 | 0 | 0 | 0 | 0 | 11537.8799
4 | 92 | 23 | 7924.1295 | 2878.1926 | 1219.2206 | 12021.5426 | 308.1209 | 216.3095 | 517.6605 | 1042.0909 | 0 | 0 | 0 | 0 | 10979.4518
4 | 92 | 24 | 7729.1256 | 2813.7354 | 1216.0935 | 11758.9545 | 459.1777 | 372.3234 | 540.4811 | 1371.9821 | 0 | 0 | 0 | 0 | 10386.9724
4 | 93 | 1 | 7654.1533 | 2787.4226 | 1211.7705 | 11653.3464 | 616.6648 | 460.5431 | 589.7056 | 1666.9134 | 0 | 0 | 0 | 0 | 9986.433
4 | 93 | 2 | 7694.3824 | 2804.9968 | 1215.633 | 11715.0122 | 993.787 | 472.9904 | 795.0497 | 2261.8271 | 0 | 0 | 0 | 0 | 9453.1852
4 | 93 | 3 | 7939.9918 | 2889.6774 | 1242.9546 | 12072.6237 | 1066.8659 | 594.6666 | 987.0242 | 2648.5567 | 0 | 0 | 0 | 0 | 9424.067
4 | 93 | 4 | 8399.9317 | 3050.2571 | 1285.236 | 12735.4247 | 1397.533 | 594.5386 | 1039.4508 | 3031.5225 | 0 | 0 | 0 | 0 | 9703.9023
4 | 93 | 5 | 8970.3956 | 3250.6902 | 1340.2955 | 13561.3813 | 2030.1072 | 575.477 | 1106.9926 | 3712.5768 | 0 | 0 | 0 | 0 | 9848.8046
4 | 93 | 6 | 9545.8837 | 3480.841 | 1385.9087 | 14412.6334 | 2030.7237 | 685.9655 | 1045.6988 | 3762.388 | 0 | 0 | 0 | 0 | 10650.2454
4 | 93 | 7 | 9794.9805 | 3608.4369 | 1403.8069 | 14807.2243 | 2510.68 | 649.6713 | 995.026 | 4155.3773 | 360.3937 | 101.5781 | 319.865 | 781.8368 | 9870.0102
4 | 93 | 8 | 9659.0499 | 3588.7908 | 1405.4023 | 14653.2431 | 2248.6528 | 461.5569 | 817.0789 | 3527.2887 | 1466.6214 | 571.8989 | 822.2342 | 2860.7544 | 8265.1999
4 | 93 | 9 | 9436.6912 | 3548.619 | 1396.3954 | 14381.7055 | 1525.7984 | 455.5487 | 704.86 | 2686.2071 | 2215.2384 | 649.8218 | 1385.8167 | 4250.877 | 7444.6214
4 | 93 | 10 | 9141.0849 | 3403.278 | 1384.1254 | 13928.4883 | 1718.0501 | 642.1467 | 737.5234 | 3097.7202 | 2599.2873 | 395.1807 | 1539.6416 | 4534.1096 | 6296.6585
4 | 93 | 11 | 8811.6309 | 3284.06 | 1365.1215 | 13460.8124 | 2629.3091 | 928.4049 | 1011.3707 | 4569.0847 | 1760.224 | 218.4626 | 1535.8005 | 3514.4871 | 5377.2405
4 | 93 | 12 | 8615.5738 | 3189.5283 | 1355.7247 | 13160.8267 | 3279.8092 | 1064.6439 | 1359.4142 | 5703.8673 | 1353.9114 | 596.9455 | 1399.0648 | 3349.9217 | 4107.0377
4 | 93 | 13 | 8585.1474 | 3170.0078 | 1348.3152 | 13103.4704 | 3425.4383 | 1232.5262 | 1716.6639 | 6374.6284 | 1292.6862 | 563.55 | 892.8917 | 2749.1279 | 3979.7141
4 | 93 | 14 | 8845.5229 | 3233.2878 | 1367.4229 | 13446.2335 | 3789.0577 | 1180.784 | 1760.4636 | 6730.3054 | 1564.0251 | 574.6818 | 943.8348 | 3082.5417 | 3633.3864
4 | 93 | 15 | 9245.0065 | 3381.0321 | 1385.0998 | 14011.1384 | 3978.3782 | 873.2526 | 1916.5211 | 6768.1519 | 1260.6822 | 556.5926 | 891.7919 | 2709.0667 | 4533.9198
4 | 93 | 16 | 9595.2317 | 3487.8063 | 1398.0752 | 14481.1132 | 3735.9961 | 766.63 | 2298.4837 | 6801.1097 | 1025.5218 | 385.4404 | 823.3294 | 2234.2916 | 5445.7119
4 | 93 | 17 | 9939.1833 | 3614.9764 | 1420.1258 | 14974.2855 | 4449.2805 | 867.2296 | 2525.3199 | 7841.83 | 823.757 | 271.3389 | 252.0366 | 1347.1325 | 5785.3231
4 | 93 | 18 | 9907.2111 | 3622.9717 | 1413.0609 | 14943.2437 | 5219.5604 | 1381.4103 | 2597.9786 | 9198.9493 | 409.0955 | 23.6552 | 49.7391 | 482.4898 | 5261.8046
4 | 93 | 19 | 9575.3379 | 3517.0877 | 1371.1239 | 14463.5495 | 6500.0517 | 1601.165 | 3354.8018 | 11456.0185 | 0 | 0 | 0 | 0 | 3007.531
4 | 93 | 20 | 9107.6276 | 3362.7262 | 1318.6534 | 13789.0072 | 7566.3393 | 1277.639 | 3564.682 | 12408.6603 | 0 | 0 | 0 | 0 | 1380.3469
4 | 93 | 21 | 8559.6064 | 3182.5299 | 1276.5159 | 13018.6522 | 7708.4397 | 1177.0101 | 3751.4003 | 12636.8501 | 0 | 0 | 0 | 0 | 381.8021
4 | 93 | 22 | 8120.8272 | 3035.4779 | 1246.5332 | 12402.8383 | 7376.3446 | 1088.6745 | 3259.4415 | 11724.4606 | 0 | 0 | 0 | 0 | 678.3777
4 | 93 | 23 | 7843.9099 | 2944.8145 | 1223.8285 | 12012.553 | 7180.3897 | 697.8722 | 3031.5015 | 10909.7634 | 0 | 0 | 0 | 0 | 1102.7896
4 | 93 | 24 | 7689.1789 | 2895.0544 | 1219.8823 | 11804.1156 | 6820.2677 | 443.5378 | 2683.8482 | 9947.6537 | 0 | 0 | 0 | 0 | 1856.4619
4 | 94 | 1 | 7633.6197 | 2879.5421 | 1216.3603 | 11729.5221 | 6614.5177 | 281.5844 | 2292.7938 | 9188.896 | 0 | 0 | 0 | 0 | 2540.6261
4 | 94 | 2 | 7669.1803 | 2893.5356 | 1223.494 | 11786.2099 | 6337.6836 | 170.5128 | 2151.5508 | 8659.7473 | 0 | 0 | 0 | 0 | 3126.4626
4 | 94 | 3 | 7850.0018 | 2957.1379 | 1242.0646 | 12049.2042 | 5982.2498 | 389.6815 | 2199.2122 | 8571.1435 | 0 | 0 | 0 | 0 | 3478.0607
4 | 94 | 4 | 8150.7731 | 3061.9738 | 1273.5645 | 12486.3114 | 5925.1903 | 774.8024 | 2424.9579 | 9124.9507 | 0 | 0 | 0 | 0 | 3361.3607
4 | 94 | 5 | 8501.0535 | 3190.8258 | 1325.9292 | 13017.8085 | 6776.626 | 1486.5004 | 2646.5808 | 10909.7073 | 0 | 0 | 0 | 0 | 2108.1013
4 | 94 | 6 | 8793.871 | 3330.269 | 1375.5578 | 13499.6977 | 7468.1187 | 2332.4211 | 2914.6134 | 12715.1532 | 0 | 0 | 0 | 0 | 784.5445
4 | 94 | 7 | 8965.3043 | 3404.1263 | 1394.5836 | 13764.0142 | 8339.7847 | 2647.7969 | 2776.213 | 13763.7947 | 121.0589 | 93.2293 | 72.0237 | 286.3118 | -286.0923
4 | 94 | 8 | 9149.316 | 3382.7272 | 1398.8269 | 13930.87 | 8434.4217 | 2679.8936 | 2704.7839 | 13819.0992 | 673.477 | 230.9859 | 282.7787 | 1187.2416 | -1075.4708
4 | 94 | 9 | 9135.1929 | 3302.8147 | 1395.5 | 13833.5076 | 8775.6088 | 2774.3665 | 2635.7803 | 14185.7557 | 425.7933 | 68.1826 | 269.855 | 763.8309 | -1116.0789
4 | 94 | 10 | 9081.4381 | 3284.7831 | 1388.6333 | 13754.8545 | 9785.2461 | 3341.2642 | 2524.6472 | 15651.1576 | 441.0996 | 89.0548 | 315.9823 | 846.1367 | -2742.4397
4 | 94 | 11 | 9011.0554 | 3259.5588 | 1371.2811 | 13641.8953 | 10668.199 | 3370.7512 | 2305.3051 | 16344.2552 | 487.0185 | 175.3267 | 309.8746 | 972.2197 | -3674.5797
4 | 94 | 12 | 8936.5528 | 3256.4782 | 1359.6589 | 13552.6899 | 10860.7773 | 3372.254 | 2128.3478 | 16361.3791 | 466.1463 | 130.7992 | 477.5725 | 1074.5181 | -3883.2072
4 | 94 | 13 | 9007.6767 | 3273.978 | 1361.9554 | 13643.6101 | 10954.6052 | 3372.254 | 2403.3212 | 16730.1804 | 642.8644 | 288.0367 | 565.5439 | 1496.445 | -4583.0152
4 | 94 | 14 | 9348.4754 | 3371.1284 | 1388.9147 | 14108.5185 | 10937.9524 | 3372.254 | 2531.8635 | 16842.0699 | 800.1018 | 249.0752 | 398.1793 | 1447.3563 | -4180.9077
4 | 94 | 15 | 9789.5494 | 3521.2506 | 1425.7605 | 14736.5606 | 10921.0947 | 3372.254 | 1833.3989 | 16126.7476 | 784.7955 | 240.7263 | 464.6787 | 1490.2005 | -2880.3875
4 | 94 | 16 | 10090.2442 | 3623.029 | 1444.7313 | 15158.0044 | 9221.5363 | 3312.2585 | 2605.6575 | 15139.4524 | 407.704 | 158.6289 | 302.6463 | 868.9792 | -850.4272
4 | 94 | 17 | 10439.8257 | 3777.779 | 1464.1495 | 15681.7542 | 10051.1677 | 3372.254 | 3343.2532 | 16766.6748 | 397.9637 | 62.6167 | 222.7784 | 683.3587 | -1768.2793
4 | 94 | 18 | 10345.3971 | 3802.9004 | 1440.5651 | 15588.8626 | 9302.2906 | 3372.254 | 3361.0292 | 16035.5738 | 201.7648 | 25.0467 | 106.8315 | 333.643 | -780.3542
4 | 94 | 19 | 9838.4998 | 3645.9171 | 1378.7443 | 14863.1612 | 8676.7017 | 2857.5086 | 3344.6127 | 14878.823 | 0 | 0 | 0 | 0 | -15.6618
4 | 94 | 20 | 9182.9607 | 3427.9152 | 1316.6165 | 13927.4925 | 7567.3978 | 2591.8633 | 2645.5972 | 12804.8582 | 0 | 0 | 0 | 0 | 1122.6342
4 | 94 | 21 | 8593.6825 | 3218.6312 | 1270.3858 | 13082.6995 | 7979.7547 | 3329.4753 | 3122.1963 | 14431.4263 | 0 | 0 | 0 | 0 | -1348.7268
4 | 94 | 22 | 8189.3676 | 3080.0083 | 1240.436 | 12509.812 | 7972.0638 | 2652.2923 | 4121.456 | 14745.8121 | 0 | 0 | 0 | 0 | -2236.0002
4 | 94 | 23 | 7960.1196 | 3002.6248 | 1225.5276 | 12188.272 | 7625.2418 | 3372.254 | 4061.7555 | 15059.2513 | 0 | 0 | 0 | 0 | -2870.9793
4 | 94 | 24 | 7874.836 | 2971.7611 | 1226.5911 | 12073.1882 | 7512.1153 | 3372.254 | 4263.3913 | 15147.7606 | 0 | 0 | 0 | 0 | -3074.5724
4 | 95 | 1 | 7905.8338 | 2973.4097 | 1229.2636 | 12108.5071 | 6989.1005 | 2514.3451 | 3445.2186 | 12948.6642 | 0 | 0 | 0 | 0 | -840.1571
4 | 95 | 2 | 8162.3972 | 3059.1597 | 1253.3913 | 12474.9482 | 7626.4189 | 2809.4628 | 4012.1094 | 14447.9911 | 0 | 0 | 0 | 0 | -1973.0429
4 | 95 | 3 | 8844.654 | 3282.0836 | 1319.1153 | 13445.853 | 7896.2299 | 2096.9213 | 3106.4971 | 13099.6484 | 0 | 0 | 0 | 0 | 346.2046
4 | 95 | 4 | 9919.7964 | 3635.0145 | 1413.2158 | 14968.0267 | 9141.3201 | 2398.5634 | 3077.4431 | 14617.3266 | 0 | 0 | 0 | 0 | 350.7001
4 | 95 | 5 | 10431.656 | 3839.353 | 1456.2902 | 15727.2992 | 9062.0181 | 3081.1907 | 3101.3558 | 15244.5646 | 0 | 0 | 0 | 0 | 482.7347
4 | 95 | 6 | 10394.5925 | 3869.5212 | 1474.1326 | 15738.2463 | 9158.7969 | 3372.1337 | 2770.4829 | 15301.4135 | 0 | 0 | 0 | 0 | 436.8328
4 | 95 | 7 | 10168.1501 | 3823.4041 | 1473.9579 | 15465.5121 | 9197.7128 | 3213.5303 | 2927.569 | 15338.8121 | 713.83 | 180.8926 | 570.2021 | 1464.9246 | -1338.2247
4 | 95 | 8 | 9934.9109 | 3753.1104 | 1466.9485 | 15154.9697 | 9727.6342 | 3149.0418 | 3022.1077 | 15898.7837 | 2390.5651 | 744.4426 | 1683.2351 | 4818.2428 | -5562.0567
4 | 95 | 9 | 9761.3108 | 3647.2458 | 1451.2379 | 14859.7945 | 10333.2174 | 3295.6466 | 3557.2591 | 17186.1231 | 3000 | 1000 | 2000 | 6000 | -8326.3286
4 | 95 | 10 | 9566.0949 | 3560.0254 | 1435.259 | 14561.3792 | 10655.9152 | 3285.8 | 3877.7435 | 17819.4587 | 3000 | 1000 | 2000 | 6000 | -9258.0794
4 | 95 | 11 | 9389.3436 | 3502.8747 | 1421.7028 | 14313.9212 | 10750.2047 | 3292.1093 | 4088.3828 | 18130.6968 | 3000 | 846.0207 | 2000 | 5846.0207 | -9662.7963
4 | 95 | 12 | 9244.9807 | 3433.7335 | 1408.2812 | 14086.9955 | 10810.1678 | 3333.1034 | 4186.141 | 18329.4123 | 3000 | 903.0714 | 1969.0464 | 5872.1178 | -10114.5347
4 | 95 | 13 | 9288.2631 | 3408.515 | 1404.3397 | 14101.1178 | 10872.3246 | 3348.3648 | 4214.9255 | 18435.615 | 2999.0836 | 716.6129 | 1970.417 | 5686.1136 | -10020.6107
4 | 95 | 14 | 9585.7969 | 3492.9609 | 1421.2396 | 14499.9975 | 10931.8169 | 3372.1938 | 4263.3913 | 18567.402 | 3000 | 844.6292 | 1973.1583 | 5817.7875 | -9885.192
4 | 95 | 15 | 10079.5477 | 3674.11 | 1458.6302 | 15212.2879 | 10924.8871 | 3369.0152 | 4263.3913 | 18557.2936 | 3000 | 777.8381 | 2000 | 5777.8381 | -9122.8438
4 | 95 | 16 | 10513.5471 | 3838.0074 | 1485.8983 | 15837.4529 | 10945.61 | 3372.254 | 4263.3913 | 18581.2553 | 2905.8544 | 865.5014 | 2000 | 5771.3558 | -8515.1582
4 | 95 | 17 | 10895.3409 | 3959.9052 | 1508.5643 | 16363.8104 | 10948.6264 | 3372.254 | 4263.3913 | 18584.2717 | 2685.084 | 766.7062 | 1975.8996 | 5427.6898 | -7648.1511
4 | 95 | 18 | 10774.9611 | 3930.4533 | 1484.8157 | 16190.2301 | 10934.5787 | 3117.8716 | 4260.3237 | 18312.774 | 1555.6762 | 555.2011 | 963.7784 | 3074.6557 | -5197.1996
4 | 95 | 19 | 10185.1024 | 3721.6189 | 1418.5224 | 15325.2437 | 10667.6608 | 3291.8714 | 4263.3913 | 18222.9235 | 0 | 0 | 0 | 0 | -2897.6799
4 | 95 | 20 | 9383.8436 | 3441.3947 | 1352.9772 | 14178.2155 | 10177.344 | 2643.67 | 4092.3923 | 16913.4062 | 0 | 0 | 0 | 0 | -2735.1907
4 | 95 | 21 | 8682.2359 | 3179.9903 | 1299.0752 | 13161.3014 | 9511.7695 | 2209.9999 | 3832.4907 | 15554.2601 | 0 | 0 | 0 | 0 | -2392.9587
4 | 95 | 22 | 8199.9033 | 3003.093 | 1265.0361 | 12468.0324 | 8140.4244 | 1867.8922 | 3478.7104 | 13487.027 | 0 | 0 | 0 | 0 | -1018.9946
4 | 95 | 23 | 7938.0554 | 2901.4392 | 1245.0126 | 12084.5073 | 6986.9524 | 1472.8582 | 3285.2654 | 11745.076 | 0 | 0 | 0 | 0 | 339.4313
4 | 95 | 24 | 7800.3249 | 2846.5477 | 1246.8719 | 11893.7446 | 5850.7362 | 1046.5346 | 3220.826 | 10118.0968 | 0 | 0 | 0 | 0 | 1775.6478
4 | 96 | 1 | 7781.0658 | 2834.9217 | 1245.1595 | 11861.1469 | 4768.0023 | 529.9956 | 3347.8567 | 8645.8547 | 0 | 0 | 0 | 0 | 3215.2922
4 | 96 | 2 | 7985.7139 | 2900.7939 | 1268.8284 | 12155.3362 | 4326.3905 | 275.312 | 2720.6399 | 7322.3423 | 0 | 0 | 0 | 0 | 4832.9939
4 | 96 | 3 | 8612.6312 | 3105.1724 | 1328.8946 | 13046.6982 | 4256.4494 | 22.3843 | 2980.4557 | 7259.2893 | 0 | 0 | 0 | 0 | 5787.409
4 | 96 | 4 | 9688.4009 | 3467.6601 | 1418.3815 | 14574.4426 | 4543.1876 | 17.4792 | 3195.7367 | 7756.4034 | 0 | 0 | 0 | 0 | 6818.0391
4 | 96 | 5 | 10335.7451 | 3738.159 | 1455.0976 | 15529.0017 | 4870.1987 | 205.0203 | 3247.0539 | 8322.2729 | 0 | 0 | 0 | 0 | 7206.7287
4 | 96 | 6 | 10496.2649 | 3873.253 | 1464.4749 | 15833.9928 | 5549.9891 | 562.1087 | 3528.5989 | 9640.6967 | 0 | 0 | 0 | 0 | 6193.2961
4 | 96 | 7 | 10482.0322 | 3921.4313 | 1459.2567 | 15862.7202 | 6147.2533 | 1254.8689 | 3145.2769 | 10547.399 | 562.1585 | 18.0893 | 436.7032 | 1016.951 | 4298.3702
4 | 96 | 8 | 10471.2949 | 3940.011 | 1448.3341 | 15859.64 | 5309.302 | 1095.9627 | 2907.7629 | 9313.0276 | 1973.1205 | 527.3715 | 1591.1264 | 4091.6184 | 2454.994
4 | 96 | 9 | 10385.25 | 3915.3779 | 1432.8228 | 15733.4507 | 4720.4686 | 1101.6536 | 2799.9956 | 8622.1178 | 2372.4758 | 421.6189 | 1852.9781 | 4647.0727 | 2464.2602
4 | 96 | 10 | 10278.6794 | 3863.7989 | 1422.6131 | 15565.0914 | 8002.6074 | 1345.2263 | 3395.1258 | 12742.9595 | 1928.5932 | 436.9252 | 1762.5318 | 4128.0502 | -1305.9183
4 | 96 | 11 | 10193.0797 | 3813.9685 | 1415.3752 | 15422.4234 | 8889.1185 | 1622.9361 | 3751.9869 | 14264.0415 | 1562.6336 | 275.5133 | 1743.8723 | 3582.0192 | -2423.6373
4 | 96 | 12 | 10082.5392 | 3731.5746 | 1400.2338 | 15214.3476 | 8871.2753 | 2664.2512 | 3767.3632 | 15302.8898 | 1349.7369 | 279.6878 | 1621.3431 | 3250.7677 | -3339.3099
4 | 96 | 13 | 10112.3733 | 3654.4468 | 1398.7073 | 15165.5274 | 9977.7184 | 3361.2009 | 3914.2607 | 17253.18 | 972.6455 | 143.3226 | 1388.6161 | 2504.5842 | -4592.2368
4 | 96 | 14 | 10318.5165 | 3665.7272 | 1419.0129 | 15403.2565 | 10154.4685 | 3372.254 | 3914.8215 | 17441.5441 | 585.8137 | 129.4078 | 1216.2345 | 1931.4559 | -3969.7434
4 | 96 | 15 | 10641.2402 | 3772.0375 | 1454.028 | 15867.3058 | 10276.3694 | 3372.254 | 3802.8623 | 17451.4857 | 333.9555 | 306.1259 | 990.9604 | 1631.0418 | -3215.2218
4 | 96 | 16 | 10868.8595 | 3872.8301 | 1481.3866 | 16223.0762 | 10592.2206 | 3372.254 | 3592.1141 | 17556.5887 | 418.8359 | 495.3674 | 381.5603 | 1295.7636 | -2629.2762
4 | 96 | 17 | 11058.7672 | 3962.3319 | 1502.9879 | 16524.087 | 10764.3873 | 3371.8451 | 3595.778 | 17732.0104 | 463.3633 | 733.3107 | 216.8537 | 1413.5277 | -2621.4511
4 | 96 | 18 | 10899.8676 | 3966.5441 | 1479.0973 | 16345.5091 | 10913.2566 | 3372.23 | 3474.5386 | 17760.0252 | 612.2518 | 392.3978 | 42.5525 | 1047.2021 | -2461.7181
4 | 96 | 19 | 10314.3561 | 3785.8799 | 1418.4717 | 15518.7076 | 10781.3452 | 3372.254 | 3491.2011 | 17644.8002 | 0 | 0 | 0 | 0 | -2126.0926
4 | 96 | 20 | 9504.9805 | 3521.2053 | 1348.063 | 14374.2488 | 10941.1173 | 3372.254 | 3831.8421 | 18145.2134 | 0 | 0 | 0 | 0 | -3770.9646
4 | 96 | 21 | 8814.412 | 3272.0272 | 1295.1774 | 13381.6166 | 10952.5101 | 2915.5289 | 4004.8208 | 17872.8598 | 0 | 0 | 0 | 0 | -4491.2432
4 | 96 | 22 | 8340.948 | 3105.4312 | 1260.3438 | 12706.7229 | 10716.8883 | 2859.536 | 4140.0492 | 17716.4736 | 0 | 0 | 0 | 0 | -5009.7507
4 | 96 | 23 | 8096.1073 | 3018.4595 | 1241.7098 | 12356.2766 | 10358.112 | 3372.1578 | 3930.7918 | 17661.0616 | 0 | 0 | 0 | 0 | -5304.785
4 | 96 | 24 | 7973.6415 | 2983.4333 | 1234.8594 | 12191.9342 | 10689.3133 | 2422.3636 | 3212.614 | 16324.291 | 0 | 0 | 0 | 0 | -4132.3568
4 | 97 | 1 | 7979.2761 | 2989.431 | 1242.5005 | 12211.2075 | 10635.8888 | 3259.1387 | 2921.87 | 16816.8974 | 0 | 0 | 0 | 0 | -4605.6899
4 | 97 | 2 | 8197.7957 | 3066.6322 | 1266.1154 | 12530.5433 | 10149.1882 | 2352.3839 | 2943.7086 | 15445.2807 | 0 | 0 | 0 | 0 | -2914.7375
4 | 97 | 3 | 8866.0314 | 3290.6048 | 1329.6996 | 13486.3358 | 10204.0095 | 2069.3846 | 3816.8176 | 16090.2117 | 0 | 0 | 0 | 0 | -2603.8759
4 | 97 | 4 | 9932.4886 | 3637.8686 | 1415.3155 | 14985.6728 | 10007.8672 | 2200.4578 | 3963.8934 | 16172.2184 | 0 | 0 | 0 | 0 | -1186.5456
4 | 97 | 5 | 10460.5831 | 3817.5191 | 1455.2137 | 15733.3159 | 10326.0211 | 2844.7315 | 3802.8922 | 16973.6449 | 0 | 0 | 0 | 0 | -1240.329
4 | 97 | 6 | 10349.0356 | 3780.4769 | 1464.216 | 15593.7284 | 9982.644 | 3052.5014 | 3807.046 | 16842.1914 | 0 | 0 | 0 | 0 | -1248.463
4 | 97 | 7 | 9980.4432 | 3673.649 | 1457.1379 | 15111.2301 | 9979.3936 | 3328.8199 | 4126.8654 | 17435.0789 | 89.0548 | 5.5659 | 315.8572 | 410.478 | -2734.3267
4 | 97 | 8 | 9704.0434 | 3579.3007 | 1442.4619 | 14725.806 | 10245.148 | 3211.3745 | 4258.4062 | 17714.9287 | 296.3855 | 33.3956 | 666.4807 | 996.2617 | -3985.3845
4 | 97 | 9 | 9563.3782 | 3492.4036 | 1419.5891 | 14475.3708 | 10856.3896 | 3082.3175 | 4260.4222 | 18199.1292 | 1147.9722 | 86.2718 | 1451.9619 | 2686.206 | -6409.9644
4 | 97 | 10 | 9432.3017 | 3425.4497 | 1405.8288 | 14263.5802 | 10602.0255 | 3308.818 | 4227.4624 | 18138.3059 | 1724.0454 | 492.5844 | 1986.8648 | 4203.4946 | -8078.2203
4 | 97 | 11 | 9405.9643 | 3391.4696 | 1396.783 | 14194.217 | 10580.7915 | 2999.9167 | 4112.8944 | 17693.6026 | 2164.6699 | 496.7588 | 1933.7389 | 4595.1677 | -8094.5532
4 | 97 | 12 | 9439.3678 | 3363.9096 | 1384.2406 | 14187.5181 | 10396.6459 | 2842.2397 | 4066.9748 | 17305.8605 | 2430.918 | 798.7103 | 1911.9335 | 5141.5618 | -8259.9043
4 | 97 | 13 | 9528.4371 | 3386.9576 | 1384.8804 | 14300.2751 | 10205.371 | 2570.6629 | 3840.1863 | 16616.2202 | 2838.6221 | 943.4243 | 1747.2269 | 5529.2733 | -7845.2184
4 | 97 | 14 | 9746.5768 | 3469.2234 | 1408.8546 | 14624.6548 | 9891.2887 | 2397.9712 | 3914.3127 | 16203.5727 | 2954.115 | 965.6881 | 1666.588 | 5586.3911 | -7165.3089
4 | 97 | 15 | 10103.8605 | 3588.6771 | 1445.68 | 15138.2175 | 9251.9495 | 2221.0662 | 3934.689 | 15407.7047 | 3000 | 1000 | 1745.6312 | 5745.6312 | -6015.1184
4 | 97 | 16 | 10426.2314 | 3688.5503 | 1474.407 | 15589.1888 | 8345.4043 | 2023.8861 | 4028.87 | 14398.1603 | 3000 | 967.0796 | 1845.6883 | 5812.7678 | -4621.7394
4 | 97 | 17 | 10745.4848 | 3813.901 | 1495.8281 | 16055.2139 | 7686.0269 | 2132.3929 | 4008.1868 | 13826.6066 | 2531.1047 | 830.7144 | 1161.3362 | 4523.1552 | -2294.5479
4 | 97 | 18 | 10655.8239 | 3848.2957 | 1471.5238 | 15975.6433 | 7806.1192 | 2036.4239 | 4241.3077 | 14083.8509 | 1127.0999 | 296.3855 | 952.3341 | 2375.8195 | -484.0271
4 | 97 | 19 | 10097.556 | 3665.9006 | 1410.6536 | 15174.1102 | 8632.4804 | 2409.3795 | 4075.226 | 15117.086 | 0 | 5.5659 | 0 | 5.5659 | 51.4583
4 | 97 | 20 | 9318.0189 | 3399.0839 | 1335.0692 | 14052.172 | 9184.9197 | 2833.8636 | 4048.5712 | 16067.3545 | 0 | 0 | 0 | 0 | -2015.1825
4 | 97 | 21 | 8622.6554 | 3140.2316 | 1280.795 | 13043.682 | 9320.9191 | 2875.0099 | 3555.4917 | 15751.4206 | 0 | 0 | 0 | 0 | -2707.7386
4 | 97 | 22 | 8149.9725 | 2963.4754 | 1243.2682 | 12356.716 | 8888.0649 | 2917.1281 | 3711.958 | 15517.1511 | 0 | 0 | 0 | 0 | -3160.4351
4 | 97 | 23 | 7885.6898 | 2864.6724 | 1223.4227 | 11973.7849 | 8979.108 | 2857.4116 | 3747.2917 | 15583.8114 | 0 | 0 | 0 | 0 | -3610.0265
4 | 97 | 24 | 7753.2666 | 2825.6446 | 1223.6522 | 11802.5633 | 8500.0645 | 2833.3419 | 3824.8456 | 15158.2519 | 0 | 0 | 0 | 0 | -3355.6886
4 | 98 | 1 | 7729.9461 | 2827.4668 | 1223.4414 | 11780.8543 | 7094.7131 | 2756.0416 | 3793.5086 | 13644.2634 | 0 | 0 | 0 | 0 | -1863.4091
4 | 98 | 2 | 7925.8417 | 2901.705 | 1245.9433 | 12073.49 | 6139.0945 | 2603.9662 | 3267.8254 | 12010.8861 | 0 | 0 | 0 | 0 | 62.6039
4 | 98 | 3 | 8570.2822 | 3122.8022 | 1310.0874 | 13003.1718 | 5539.0054 | 2575.2769 | 2936.8138 | 11051.0961 | 0 | 0 | 0 | 0 | 1952.0758
4 | 98 | 4 | 9608.1446 | 3454.637 | 1391.352 | 14454.1337 | 5541.8941 | 2655.2339 | 2440.1489 | 10637.2768 | 0 | 0 | 0 | 0 | 3816.8568
4 | 98 | 5 | 10069.2096 | 3644.6447 | 1426.2377 | 15140.092 | 5214.763 | 2691.3014 | 2330.3612 | 10236.4255 | 0 | 0 | 0 | 0 | 4903.6665
4 | 98 | 6 | 9956.0179 | 3649.4962 | 1437.5307 | 15043.0448 | 5665.0663 | 2914.4561 | 1638.0748 | 10217.5972 | 0 | 0 | 0 | 0 | 4825.4475
4 | 98 | 7 | 9682.6154 | 3587.5216 | 1428.437 | 14698.5741 | 5266.5793 | 2792.3872 | 1296.1589 | 9355.1253 | 359.0022 | 77.923 | 240.8468 | 677.7719 | 4665.6768
4 | 98 | 8 | 9490.1301 | 3519.244 | 1416.4562 | 14425.8303 | 2813.1846 | 1944.1784 | 760.4066 | 5517.7697 | 1650.2969 | 488.41 | 1409.4765 | 3548.1834 | 5359.8773
4 | 98 | 9 | 9359.8985 | 3493.3952 | 1402.6327 | 14255.9264 | 1976.4326 | 1476.3507 | 433.4409 | 3886.2241 | 2080.2647 | 598.337 | 1853.1371 | 4531.7389 | 5837.9634
4 | 98 | 10 | 9297.1516 | 3492.7327 | 1393.3359 | 14183.2203 | 1433.0958 | 1073.2608 | 467.4637 | 2973.8203 | 1650.297 | 634.5155 | 1759.4286 | 4044.2411 | 7165.1589
4 | 98 | 11 | 9338.0697 | 3453.4209 | 1384.5168 | 14176.0074 | 1210.3837 | 671.3886 | 565.8175 | 2447.5898 | 2158.1876 | 944.8159 | 1656.6466 | 4759.6501 | 6968.7675
4 | 98 | 12 | 9394.2279 | 3446.871 | 1371.4964 | 14212.5954 | 1079.9169 | 565.514 | 588.8164 | 2234.2473 | 2152.6217 | 962.9051 | 1627.034 | 4742.5608 | 7235.7873
4 | 98 | 13 | 9600.4453 | 3501.3163 | 1371.0783 | 14472.8399 | 1402.4299 | 705.2997 | 917.8794 | 3025.6091 | 1511.1488 | 893.3311 | 1571.2126 | 3975.6925 | 7471.5383
4 | 98 | 14 | 9864.1707 | 3551.5005 | 1395.4736 | 14811.1448 | 2675.5841 | 1236.2531 | 1274.179 | 5186.0162 | 1632.2077 | 983.7774 | 1852.8663 | 4468.8513 | 5156.2773
4 | 98 | 15 | 10215.974 | 3631.4073 | 1444.2733 | 15291.6546 | 4067.8866 | 1809.1688 | 1617.6262 | 7494.6816 | 1776.9218 | 679.0429 | 1900.3016 | 4356.2663 | 3440.7066
4 | 98 | 16 | 10545.7403 | 3772.0124 | 1471.3628 | 15789.1155 | 5355.9616 | 2448.2396 | 1934.6905 | 9738.8917 | 1131.2744 | 491.1929 | 1765.3148 | 3387.7821 | 2662.4417
4 | 98 | 17 | 10688.0764 | 3835.2326 | 1487.5942 | 16010.9032 | 6662.7315 | 2879.7879 | 2392.8514 | 11935.3708 | 1298.2521 | 372.917 | 1813.4301 | 3484.5992 | 590.9332
4 | 98 | 18 | 10427.4079 | 3772.6703 | 1459.0939 | 15659.1721 | 8328.5159 | 3061.4935 | 2819.6717 | 14209.6811 | 551.0266 | 73.7485 | 903.5697 | 1528.3449 | -78.8539
4 | 98 | 19 | 9825.6855 | 3582.3252 | 1398.8522 | 14806.8629 | 10501.3439 | 3344.9192 | 3611.3835 | 17457.6466 | 0 | 13.9148 | 0 | 13.9148 | -2664.6985
4 | 98 | 20 | 9031.4543 | 3319.6317 | 1330.7322 | 13681.8182 | 10932.3808 | 3371.6768 | 3838.7738 | 18142.8314 | 0 | 0 | 0 | 0 | -4461.0133
4 | 98 | 21 | 8330.2372 | 3060.0603 | 1274.9581 | 12665.2557 | 10925.0098 | 3372.254 | 3842.5751 | 18139.8389 | 0 | 0 | 0 | 0 | -5474.5831
4 | 98 | 22 | 7842.3893 | 2877.8836 | 1233.0284 | 11953.3012 | 10784.1839 | 3372.254 | 4118.356 | 18274.7939 | 0 | 0 | 0 | 0 | -6321.4927
4 | 98 | 23 | 7549.7097 | 2770.3786 | 1215.1773 | 11535.2656 | 10728.6537 | 3372.254 | 3707.0808 | 17807.9885 | 0 | 0 | 0 | 0 | -6272.7229
4 | 98 | 24 | 7382.1295 | 2712.6649 | 1207.2836 | 11302.078 | 10595.2071 | 3367.2873 | 3665.9549 | 17628.4493 | 0 | 0 | 0 | 0 | -6326.3713
4 | 99 | 1 | 7330.6163 | 2693.2834 | 1206.5493 | 11230.4489 | 10137.695 | 3370.1637 | 3814.8256 | 17322.6843 | 0 | 0 | 0 | 0 | -6092.2354
4 | 99 | 2 | 7480.338 | 2740.9588 | 1223.5827 | 11444.8795 | 9925.9281 | 3002.656 | 3869.1466 | 16797.7306 | 0 | 0 | 0 | 0 | -5352.8511
4 | 99 | 3 | 8068.4309 | 2921.5662 | 1280.2011 | 12270.1982 | 9283.8519 | 3252.8003 | 4145.4205 | 16682.0728 | 0 | 0 | 0 | 0 | -4411.8746
4 | 99 | 4 | 9009.8084 | 3228.6833 | 1358.258 | 13596.7497 | 8737.457 | 3080.8626 | 4151.7025 | 15970.0221 | 0 | 0 | 0 | 0 | -2373.2724
4 | 99 | 5 | 9566.6978 | 3457.5877 | 1409.2037 | 14433.4892 | 8725.9376 | 3292.1873 | 4256.1427 | 16274.2676 | 0 | 0 | 0 | 0 | -1840.7784
4 | 99 | 6 | 9756.5797 | 3582.3216 | 1435.0835 | 14773.9847 | 8580.2473 | 2409.1263 | 4249.9668 | 15239.3403 | 0 | 0 | 0 | 0 | -465.3556
4 | 99 | 7 | 9927.2122 | 3620.3939 | 1431.8496 | 14979.4557 | 7563.6477 | 1601.9032 | 4218.0687 | 13383.6196 | 537.1118 | 171.1522 | 556.2873 | 1264.5513 | 331.2848
4 | 99 | 8 | 9896.9015 | 3628.337 | 1430.159 | 14955.3975 | 5075.7082 | 1175.019 | 3485.5728 | 9736.3 | 2030.1713 | 752.7914 | 1611.466 | 4394.4288 | 824.6687
4 | 99 | 9 | 9734.7845 | 3587.7012 | 1409.7731 | 14732.2588 | 5626.6235 | 1078.6338 | 3612.3862 | 10317.6434 | 2887.7651 | 805.6677 | 1980.0115 | 5673.4444 | -1258.8289
4 | 99 | 10 | 9683.4415 | 3473.5212 | 1394.0989 | 14551.0615 | 5653.3831 | 1027.3048 | 3580.6674 | 10261.3553 | 2907.2459 | 758.3574 | 2000 | 5665.6033 | -1375.897
4 | 99 | 11 | 9583.6377 | 3457.1756 | 1369.7594 | 14410.5727 | 5177.7949 | 739.5713 | 3452.2852 | 9369.6514 | 2850.6702 | 969.8626 | 2000 | 5820.5328 | -779.6115
4 | 99 | 12 | 9583.7371 | 3419.7522 | 1363.783 | 14367.2723 | 5026.4919 | 589.9309 | 3455.4515 | 9071.8743 | 2805.6677 | 1000 | 1995.0886 | 5800.7564 | -505.3583
4 | 99 | 13 | 9525.0801 | 3417.7909 | 1357.3859 | 14300.2569 | 4857.5823 | 552.7928 | 3580.7666 | 8991.1417 | 2956.898 | 987.9518 | 1982.7528 | 5927.6026 | -618.4873
4 | 99 | 14 | 9474.1114 | 3391.9488 | 1380.3301 | 14246.3903 | 4391.5975 | 436.5084 | 3649.8493 | 8477.9552 | 3000 | 992.1262 | 2000 | 5992.1262 | -223.6912
4 | 99 | 15 | 9571.516 | 3427.1935 | 1401.0012 | 14399.7107 | 3376.7951 | 295.109 | 3671.6839 | 7343.588 | 3000 | 1000 | 2000 | 6000 | 1056.1227
4 | 99 | 16 | 9720.9489 | 3473.6973 | 1425.3659 | 14620.0122 | 2225.4391 | 160.3527 | 3693.2462 | 6079.038 | 3000 | 1000 | 2000 | 6000 | 2540.9742
4 | 99 | 17 | 9929.8429 | 3546.9269 | 1431.7902 | 14908.56 | 1309.1866 | 117.8553 | 3551.7778 | 4978.8196 | 2561.7173 | 798.7103 | 1890.7696 | 5251.1972 | 4678.5431
4 | 99 | 18 | 9828.0974 | 3553.4246 | 1403.4313 | 14784.9533 | 810.0315 | 92.2259 | 3272.2708 | 4174.5282 | 1115.9681 | 397.9637 | 692.4812 | 2206.413 | 8404.0121
4 | 99 | 19 | 9377.3242 | 3391.1663 | 1354.431 | 14122.9215 | 626.3089 | 46.5699 | 3304.9516 | 3977.8304 | 0 | 25.0467 | 0 | 25.0467 | 10120.0445
4 | 99 | 20 | 8728.2071 | 3168.551 | 1299.3729 | 13196.131 | 376.6723 | 25.3626 | 3254.4634 | 3656.4983 | 0 | 0 | 0 | 0 | 9539.6327
4 | 99 | 21 | 8083.3781 | 2930.6952 | 1243.549 | 12257.6222 | 221.7049 | 25.0499 | 3340.6534 | 3587.4082 | 0 | 0 | 0 | 0 | 8670.2141
4 | 99 | 22 | 7572.2636 | 2734.617 | 1203.8152 | 11510.6958 | 123.2301 | 136.4423 | 3161.0548 | 3420.7272 | 0 | 0 | 0 | 0 | 8089.9687
4 | 99 | 23 | 7266.5021 | 2619.1759 | 1181.558 | 11067.2361 | 96.769 | 245.4867 | 3070.8935 | 3413.1492 | 0 | 0 | 0 | 0 | 7654.0869
4 | 99 | 24 | 7098.9117 | 2552.9613 | 1177.0487 | 10828.9217 | 105.3073 | 231.576 | 2655.1033 | 2991.9866 | 0 | 0 | 0 | 0 | 7836.9351
4 | 100 | 1 | 7023.5724 | 2524.2762 | 1171.2143 | 10719.0629 | 176.346 | 260.0782 | 2109.6935 | 2546.1177 | 0 | 0 | 0 | 0 | 8172.9452
4 | 100 | 2 | 7051.9439 | 2532.1651 | 1178.7888 | 10762.8978 | 320.5411 | 138.5058 | 1790.218 | 2249.2649 | 0 | 0 | 0 | 0 | 8513.6329
4 | 100 | 3 | 7268.0488 | 2610.1876 | 1203.2607 | 11081.4971 | 417.9193 | 129.3221 | 1233.28 | 1780.5213 | 0 | 0 | 0 | 0 | 9300.9758
4 | 100 | 4 | 7617.5958 | 2730.27 | 1245.1292 | 11592.9951 | 424.8857 | 120.0123 | 803.4505 | 1348.3486 | 0 | 0 | 0 | 0 | 10244.6465
4 | 100 | 5 | 8029.4396 | 2879.111 | 1300.2977 | 12208.8483 | 416.3161 | 123.0979 | 568.5518 | 1107.9658 | 0 | 0 | 0 | 0 | 11100.8825
4 | 100 | 6 | 8379.1901 | 3007.2951 | 1361.7892 | 12748.2744 | 508.3481 | 80.052 | 385.5177 | 973.9178 | 0 | 0 | 0 | 0 | 11774.3567
4 | 100 | 7 | 8527.7949 | 3068.699 | 1401.4739 | 12997.9678 | 579.8105 | 58.5594 | 286.7237 | 925.0936 | 101.5781 | 0 | 434.895 | 536.4732 | 11536.401
4 | 100 | 8 | 8582.514 | 3077.3687 | 1416.8472 | 13076.7299 | 218.8499 | 7.8544 | 101.9806 | 328.6848 | 360.3937 | 12.5233 | 1302.1983 | 1675.1154 | 11072.9297
4 | 100 | 9 | 8629.6705 | 3044.6025 | 1417.3301 | 13091.6031 | 60.9758 | 0 | 20.7544 | 81.7302 | 517.6311 | 32.0041 | 1556.5926 | 2106.2277 | 10903.6451
4 | 100 | 10 | 8598.7364 | 3016.5232 | 1420.4722 | 13035.7318 | 41.1567 | 5.8325 | 11.785 | 58.7743 | 560.767 | 44.5274 | 1570.5074 | 2175.8018 | 10801.1557
4 | 100 | 11 | 8525.7029 | 2985.8284 | 1410.6208 | 12922.152 | 78.5526 | 4.0777 | 43.7699 | 126.4001 | 621.9922 | 64.0081 | 1375.0255 | 2061.0259 | 10734.726
4 | 100 | 12 | 8534.0358 | 2965.8192 | 1405.3348 | 12905.1898 | 146.28 | 6.4063 | 81.9175 | 234.6037 | 399.3552 | 79.3144 | 1123.1094 | 1601.779 | 11068.807
4 | 100 | 13 | 8658.628 | 2978.559 | 1406.9329 | 13044.1198 | 169.6859 | 0 | 118.7779 | 288.4638 | 481.4526 | 82.0974 | 1028.1853 | 1591.7352 | 11163.9208
4 | 100 | 14 | 8922.915 | 3044.0419 | 1425.6295 | 13392.5864 | 258.913 | 1.9722 | 198.8931 | 459.7784 | 500.9333 | 160.0204 | 1219.4388 | 1880.3924 | 11052.4156
4 | 100 | 15 | 9255.9827 | 3154.6826 | 1438.4091 | 13849.0744 | 365.8298 | 3.5017 | 219.7762 | 589.1077 | 434.1422 | 158.6289 | 1310.7927 | 1903.5638 | 11356.4029
4 | 100 | 16 | 9482.2466 | 3221.1283 | 1427.4423 | 14130.8172 | 731.2257 | 58.2997 | 112.5888 | 902.1142 | 292.2111 | 289.4281 | 1427.39 | 2009.0293 | 11219.6737
4 | 100 | 17 | 9648.7131 | 3319.0285 | 1430.8876 | 14398.6292 | 606.3021 | 162.2621 | 97.3595 | 865.9237 | 210.1137 | 723.5703 | 635.4631 | 1569.1471 | 11963.5584
4 | 100 | 18 | 9543.0188 | 3336.9397 | 1405.9932 | 14285.9517 | 528.5843 | 361.1611 | 67.3115 | 957.0568 | 429.9678 | 474.4951 | 390.8215 | 1295.2844 | 12033.6105
4 | 100 | 19 | 9180.3627 | 3221.7588 | 1360.3789 | 13762.5004 | 1437.37 | 804.321 | 101.8716 | 2343.5626 | 11.1319 | 55.6593 | 0 | 66.7911 | 11352.1467
4 | 100 | 20 | 8700.4637 | 3057.7562 | 1316.0106 | 13074.2305 | 1471.9903 | 1369.1061 | 329.0757 | 3170.1721 | 0 | 0 | 0 | 0 | 9904.0585
4 | 100 | 21 | 8197.1428 | 2878.3074 | 1269.5354 | 12344.9856 | 1881.9974 | 1585.6969 | 380.2803 | 3847.9746 | 0 | 0 | 0 | 0 | 8497.011
4 | 100 | 22 | 7774.3871 | 2727.2363 | 1233.3788 | 11735.0022 | 2123.8395 | 2293.9191 | 414.2026 | 4831.9612 | 0 | 0 | 0 | 0 | 6903.0409
4 | 100 | 23 | 7506.5174 | 2633.6569 | 1210.9843 | 11351.1587 | 2001.8178 | 2515.1713 | 615.7642 | 5132.7534 | 0 | 0 | 0 | 0 | 6218.4053
4 | 100 | 24 | 7370.6834 | 2586.0445 | 1210.7796 | 11167.5075 | 2038.4297 | 2611.038 | 763.0302 | 5412.498 | 0 | 0 | 0 | 0 | 5755.0095
4 | 101 | 1 | 7309.1068 | 2565.0007 | 1206.15 | 11080.2574 | 2279.4844 | 2701.4386 | 878.2894 | 5859.2124 | 0 | 0 | 0 | 0 | 5221.045
4 | 101 | 2 | 7341.9368 | 2575.5622 | 1209.5427 | 11127.0418 | 2218.0129 | 2100.2302 | 829.7088 | 5147.9518 | 0 | 0 | 0 | 0 | 5979.0899
4 | 101 | 3 | 7502.1091 | 2638.6035 | 1229.1602 | 11369.8727 | 2125.4484 | 1469.2896 | 840.1176 | 4434.8557 | 0 | 0 | 0 | 0 | 6935.0171
4 | 101 | 4 | 7798.5445 | 2747.2137 | 1262.9458 | 11808.704 | 1476.6645 | 979.3659 | 926.273 | 3382.3034 | 0 | 0 | 0 | 0 | 8426.4006
4 | 101 | 5 | 8270.7345 | 2921.5619 | 1316.1273 | 12508.4237 | 944.8168 | 774.2665 | 753.6625 | 2472.7458 | 0 | 0 | 0 | 0 | 10035.6779
4 | 101 | 6 | 8871.0258 | 3146.0249 | 1380.6356 | 13397.6864 | 505.6047 | 500.2719 | 572.9323 | 1578.8088 | 0 | 0 | 0 | 0 | 11818.8775
4 | 101 | 7 | 9398.1124 | 3343.9164 | 1427.6374 | 14169.6663 | 191.1557 | 244.541 | 390.828 | 826.5247 | 332.5641 | 143.3226 | 475.3522 | 951.2388 | 12391.9028
4 | 101 | 8 | 9772.0835 | 3455.7904 | 1452.2009 | 14680.0748 | 59.1098 | 0.51296 | 186.7632 | 246.386 | 2155.4047 | 772.2722 | 1613.3322 | 4541.009 | 9892.6798
4 | 101 | 9 | 9975.1616 | 3501.8725 | 1449.0872 | 14926.1213 | 75.3597 | 0 | 31.8178 | 107.1775 | 2928.5932 | 979.6029 | 1980.2575 | 5888.4536 | 8930.4903
4 | 101 | 10 | 10075.4993 | 3530.4429 | 1449.3346 | 15055.2769 | 170.7133 | 0 | 15.417 | 186.1303 | 2997.6922 | 1000 | 2000 | 5997.6922 | 8871.4544
4 | 101 | 11 | 10061.5614 | 3527.2368 | 1449.6841 | 15038.4823 | 422.0025 | 5.8686 | 23.626 | 451.4972 | 2560.3257 | 996.3007 | 1657.7255 | 5214.3519 | 9372.6332
4 | 101 | 12 | 10026.79 | 3526.2646 | 1444.1888 | 14997.2433 | 879.2711 | 5.8908 | 101.7043 | 986.8662 | 2538.0621 | 972.6455 | 1721.2589 | 5231.9665 | 8778.4106
4 | 101 | 13 | 10055.0788 | 3564.48 | 1442.9821 | 15062.5409 | 1109.5209 | 131.3351 | 330.5498 | 1571.4058 | 2021.8225 | 958.7307 | 1077.1162 | 4057.6694 | 9433.4657
4 | 101 | 14 | 10249.2759 | 3655.5426 | 1451.7551 | 15356.5737 | 1437.3443 | 218.0316 | 494.0187 | 2149.3946 | 1601.5951 | 974.037 | 1186.4481 | 3762.0802 | 9445.0989
4 | 101 | 15 | 10475.0989 | 3764.3237 | 1461.4352 | 15700.8578 | 2001.0536 | 380.6062 | 439.5294 | 2821.1892 | 1409.5707 | 969.8626 | 1168.7085 | 3548.1418 | 9331.5268
4 | 101 | 16 | 10548.0723 | 3818.5848 | 1464.6708 | 15831.3279 | 2193.3596 | 555.8053 | 367.2501 | 3116.4149 | 1310.7755 | 695.7407 | 1029.6764 | 3036.1925 | 9678.7205
4 | 101 | 17 | 10611.4765 | 3872.1198 | 1457.4211 | 15941.0174 | 2624.0499 | 432.148 | 461.9121 | 3518.11 | 1047.7855 | 624.7751 | 975.6378 | 2648.1984 | 9774.709
4 | 101 | 18 | 10385.3736 | 3816.9956 | 1426.5421 | 15628.9113 | 3635.4543 | 849.6343 | 1082.6225 | 5567.7111 | 635.907 | 307.5174 | 443.5402 | 1386.9646 | 8674.2356
4 | 101 | 19 | 9885.1006 | 3631.3027 | 1373.1953 | 14889.5987 | 4757.8111 | 1228.5826 | 1688.9382 | 7675.3319 | 30.6126 | 9.7404 | 0 | 40.353 | 7173.9138
4 | 101 | 20 | 9278.44 | 3395.8823 | 1317.5576 | 13991.8799 | 6471.1355 | 1719.6476 | 2678.482 | 10869.2651 | 0 | 0 | 0 | 0 | 3122.6148
4 | 101 | 21 | 8707.0288 | 3179.2052 | 1273.5603 | 13159.7943 | 6798.1099 | 1953.9632 | 3828.6806 | 12580.7537 | 0 | 0 | 0 | 0 | 579.0405
4 | 101 | 22 | 8287.935 | 3020.621 | 1237.8316 | 12546.3877 | 6980.4898 | 1812.5572 | 3962.4311 | 12755.4781 | 0 | 0 | 0 | 0 | -209.0905
4 | 101 | 23 | 8001.2396 | 2933.052 | 1216.5322 | 12150.8238 | 6451.3389 | 2063.9503 | 3723.8435 | 12239.1327 | 0 | 0 | 0 | 0 | -88.3089
4 | 101 | 24 | 7876.8788 | 2891.2992 | 1214.8758 | 11983.0538 | 6372.8378 | 2240.6354 | 3305.0007 | 11918.4739 | 0 | 0 | 0 | 0 | 64.5799
4 | 102 | 1 | 7860.1497 | 2882.639 | 1215.1897 | 11957.9784 | 6630.2981 | 2334.8992 | 3211.4145 | 12176.6118 | 0 | 0 | 0 | 0 | -218.6334
4 | 102 | 2 | 8031.4363 | 2948.664 | 1232.9943 | 12213.0945 | 6580.3479 | 2418.5716 | 2563.7214 | 11562.6409 | 0 | 0 | 0 | 0 | 650.4536
4 | 102 | 3 | 8543.4825 | 3155.9737 | 1277.6512 | 12977.1074 | 6698.3302 | 2221.1407 | 2196.1158 | 11115.5866 | 0 | 0 | 0 | 0 | 1861.5207
4 | 102 | 4 | 9339.3385 | 3490.8671 | 1349.5046 | 14179.7101 | 6336.878 | 2200.3736 | 2010.1519 | 10547.4034 | 0 | 0 | 0 | 0 | 3632.3067
4 | 102 | 5 | 10062.1342 | 3774.6741 | 1413.1797 | 15249.988 | 5196.4526 | 1672.6273 | 1678.353 | 8547.433 | 0 | 0 | 0 | 0 | 6702.555
4 | 102 | 6 | 10618.1302 | 3944.9427 | 1472.5633 | 16035.6362 | 4075.4918 | 1316.9853 | 1395.5925 | 6788.0695 | 0 | 0 | 0 | 0 | 9247.5667
4 | 102 | 7 | 10928.4637 | 4025.7743 | 1499.7018 | 16453.9398 | 3155.1209 | 828.6919 | 1120.4931 | 5104.3059 | 332.5641 | 64.0081 | 597.5525 | 994.1247 | 10355.5093
4 | 102 | 8 | 11047.9174 | 4072.2457 | 1500.9063 | 16621.0693 | 1855.2313 | 286.888 | 513.4182 | 2655.5374 | 2272.2891 | 695.7407 | 1585.0233 | 4553.0531 | 9412.4788
4 | 102 | 9 | 11084.7246 | 4055.0946 | 1494.1067 | 16633.9259 | 886.6243 | 3.3783 | 406.1105 | 1296.1131 | 2872.0176 | 862.7185 | 1908.5672 | 5643.3033 | 9694.5095
4 | 102 | 10 | 11000.5676 | 4041.9584 | 1482.4734 | 16524.9994 | 697.2907 | 19.264 | 325.7547 | 1042.3095 | 2847.8873 | 762.5318 | 1974.9207 | 5585.3397 | 9897.3501
4 | 102 | 11 | 10893.4542 | 4021.9391 | 1478.8266 | 16394.2199 | 972.6322 | 81.3718 | 237.025 | 1291.029 | 2354.3866 | 787.5784 | 1669.7116 | 4811.6766 | 10291.5143
4 | 102 | 12 | 10796.5336 | 3888.321 | 1473.9927 | 16158.8473 | 1454.3326 | 389.8744 | 181.6832 | 2025.8902 | 2265.3317 | 733.3107 | 1624.4178 | 4623.0601 | 9509.897
4 | 102 | 13 | 10785.1355 | 3815.4994 | 1479.1323 | 16079.7671 | 2313.8487 | 836.1467 | 269.8569 | 3419.8522 | 2248.634 | 164.1948 | 1621.7807 | 4034.6095 | 8625.3054
4 | 102 | 14 | 10851.7356 | 3796.6755 | 1497.1794 | 16145.5905 | 3309.8809 | 1409.0731 | 459.9851 | 5178.939 | 1522.2807 | 544.0692 | 1606.7036 | 3673.0536 | 7293.5979
4 | 102 | 15 | 10974.3787 | 3791.6344 | 1514.3039 | 16280.3169 | 5061.2809 | 1662.3141 | 738.9589 | 7462.5539 | 1508.3658 | 324.2152 | 1626.4135 | 3458.9945 | 5358.7685
4 | 102 | 16 | 10987.9809 | 3843.1691 | 1522.8575 | 16354.0075 | 7478.5019 | 1795.5877 | 896.3059 | 10170.3956 | 933.684 | 97.4037 | 1437.2971 | 2468.3848 | 3715.2272
4 | 102 | 17 | 10923.2724 | 3909.2146 | 1515.6506 | 16348.1376 | 9695.7357 | 2356.9717 | 2132.4114 | 14185.1188 | 293.6026 | 43.1359 | 568.4474 | 905.1858 | 1257.8329
4 | 102 | 18 | 10570.6924 | 3860.9957 | 1461.6851 | 15893.3732 | 10554.2531 | 2670.3707 | 3811.924 | 17036.5479 | 105.7526 | 68.1826 | 461.9628 | 635.898 | -1779.0726
4 | 102 | 19 | 9928.092 | 3649.99 | 1393.5689 | 14971.6509 | 10932.6373 | 3369.3676 | 3901.1862 | 18203.1911 | 8.3489 | 9.7404 | 5.5659 | 23.6552 | -3255.1954
4 | 102 | 20 | 9160.0726 | 3370.8124 | 1331.6394 | 13862.5244 | 10945.423 | 3362.532 | 3876.2246 | 18184.1796 | 0 | 0 | 0 | 0 | -4321.6552
4 | 102 | 21 | 8477.4064 | 3104.3739 | 1272.63 | 12854.4103 | 10955.9691 | 3372.254 | 4086.4473 | 18414.6704 | 0 | 0 | 0 | 0 | -5560.2601
4 | 102 | 22 | 7991.1594 | 2919.5176 | 1231.4227 | 12142.0997 | 10500.2402 | 3372.254 | 4256.4665 | 18128.9606 | 0 | 0 | 0 | 0 | -5986.8609
4 | 102 | 23 | 7687.4707 | 2820.4369 | 1206.7883 | 11714.6959 | 10578.221 | 3372.254 | 4245.3851 | 18195.8601 | 0 | 0 | 0 | 0 | -6481.1642
4 | 102 | 24 | 7533.0725 | 2768.7708 | 1197.1772 | 11499.0205 | 10956.2974 | 3372.254 | 4122.5296 | 18451.081 | 0 | 0 | 0 | 0 | -6952.0605
4 | 103 | 1 | 7501.535 | 2752.8427 | 1194.0134 | 11448.391 | 10869.1364 | 3372.254 | 4041.1744 | 18282.5647 | 0 | 0 | 0 | 0 | -6834.1737
4 | 103 | 2 | 7674.6423 | 2813.1708 | 1210.5593 | 11698.3724 | 10842.3343 | 3372.254 | 4156.765 | 18371.3532 | 0 | 0 | 0 | 0 | -6672.9808
4 | 103 | 3 | 8240.4035 | 3014.4631 | 1255.1452 | 12510.0117 | 10392.8083 | 3372.254 | 4195.5071 | 17960.5694 | 0 | 0 | 0 | 0 | -5450.5576
4 | 103 | 4 | 9094.958 | 3343.3754 | 1325.6424 | 13763.9758 | 10143.985 | 3372.254 | 4202.4153 | 17718.6543 | 0 | 0 | 0 | 0 | -3954.6785
4 | 103 | 5 | 9711.4729 | 3574.6321 | 1385.4643 | 14671.5693 | 9399.1342 | 3281.4947 | 4063.3223 | 16743.9512 | 0 | 0 | 0 | 0 | -2072.382
4 | 103 | 6 | 9921.0796 | 3662.8277 | 1431.9126 | 15015.8199 | 9467.274 | 2741.7296 | 3973.6552 | 16182.6588 | 0 | 0 | 0 | 0 | -1166.8389
4 | 103 | 7 | 9955.6264 | 3662.2588 | 1443.9309 | 15061.8161 | 8411.3256 | 2616.1299 | 3265.1003 | 14292.5558 | 520.414 | 15.3063 | 549.1632 | 1084.8835 | -315.6232
4 | 103 | 8 | 10005.4473 | 3642.8834 | 1447.4871 | 15095.8177 | 7268.0604 | 2083.529 | 3411.8771 | 12763.4666 | 1319.1244 | 100.1867 | 1188.6775 | 2607.9886 | -275.6375
4 | 103 | 9 | 9856.7393 | 3579.3762 | 1441.8704 | 14877.9859 | 6404.7992 | 1496.4872 | 2708.4676 | 10609.754 | 1330.2562 | 61.2252 | 1814.9674 | 3206.4488 | 1061.7831
4 | 103 | 10 | 9666.6595 | 3541.838 | 1431.174 | 14639.6714 | 5061.0906 | 717.8718 | 2189.4502 | 7968.4125 | 898.897 | 107.1441 | 1730.4875 | 2736.5285 | 3934.7304
4 | 103 | 11 | 9657.4125 | 3576.6969 | 1427.8966 | 14662.0061 | 3793.8954 | 143.8619 | 2189.5771 | 6127.3344 | 1228.6781 | 178.1096 | 1720.4925 | 3127.2802 | 5407.3915
4 | 103 | 12 | 9627.7523 | 3568.367 | 1414.808 | 14610.9273 | 2772.8363 | 74.6577 | 2196.4404 | 5043.9344 | 969.8625 | 147.497 | 1442.7171 | 2560.0767 | 7006.9163
4 | 103 | 13 | 9723.7907 | 3595.8936 | 1415.0695 | 14734.7537 | 2533.6725 | 86.3585 | 2426.2655 | 5046.2966 | 978.2114 | 217.0711 | 993.7687 | 2189.0512 | 7499.4059
4 | 103 | 14 | 9934.8086 | 3712.4452 | 1427.9746 | 15075.2284 | 2008.4662 | 34.8964 | 2518.0988 | 4561.4614 | 589.9881 | 495.3674 | 922.4698 | 2007.8253 | 8505.9418
4 | 103 | 15 | 10264.7416 | 3816.4624 | 1442.3015 | 15523.5055 | 1279.2197 | 24.528 | 2321.6859 | 3625.4337 | 649.8218 | 300.56 | 982.424 | 1932.8058 | 9965.2661
4 | 103 | 16 | 10547.3616 | 3884.8356 | 1461.2067 | 15893.4039 | 536.9681 | 9.9334 | 1806.7842 | 2353.6856 | 708.264 | 33.3956 | 1007.2623 | 1748.9219 | 11790.7964
4 | 103 | 17 | 10697.6903 | 3965.9932 | 1470.3637 | 16134.0471 | 348.6313 | 30.6517 | 1475.5325 | 1854.8155 | 805.6677 | 676.26 | 869.531 | 2351.4587 | 11927.773
4 | 103 | 18 | 10549.3844 | 3929.2189 | 1439.0412 | 15917.6445 | 257.9178 | 320.1589 | 1156.2905 | 1734.3672 | 787.5785 | 461.9718 | 272.8418 | 1522.392 | 12660.8853
4 | 103 | 19 | 10022.9877 | 3736.0067 | 1382.9486 | 15141.943 | 217.3833 | 780.4768 | 1077.8524 | 2075.7125 | 66.7911 | 91.8378 | 0 | 158.6289 | 12907.6017
4 | 103 | 20 | 9281.3699 | 3460.6943 | 1317.8361 | 14059.9003 | 1572.2911 | 1675.0132 | 1389.9061 | 4637.2104 | 0 | 0 | 0 | 0 | 9422.6899
4 | 103 | 21 | 8611.0744 | 3210.6389 | 1259.1842 | 13080.8975 | 2143.1937 | 2074.7711 | 1489.9697 | 5707.9344 | 0 | 0 | 0 | 0 | 7372.9631
4 | 103 | 22 | 8119.2633 | 3043.8904 | 1220.1325 | 12383.2861 | 2814.0928 | 2491.0425 | 1178.9427 | 6484.078 | 0 | 0 | 0 | 0 | 5899.2081
4 | 103 | 23 | 7836.3754 | 2949.7405 | 1199.093 | 11985.209 | 3057.6464 | 2397.6742 | 936.3753 | 6391.696 | 0 | 0 | 0 | 0 | 5593.513
4 | 103 | 24 | 7701.9547 | 2905.052 | 1198.1101 | 11805.1168 | 2539.4486 | 2318.9682 | 873.2729 | 5731.6898 | 0 | 0 | 0 | 0 | 6073.4271
4 | 104 | 1 | 7687.685 | 2897.262 | 1198.6005 | 11783.5475 | 2368.9657 | 2325.7579 | 881.6966 | 5576.4202 | 0 | 0 | 0 | 0 | 6207.1273
4 | 104 | 2 | 7893.7892 | 2965.2008 | 1219.1172 | 12078.1073 | 2342.4247 | 1992.4064 | 1121.3083 | 5456.1394 | 0 | 0 | 0 | 0 | 6621.9679
4 | 104 | 3 | 8493.5195 | 3161.0909 | 1274.0138 | 12928.6242 | 3267.7614 | 1948.3938 | 1739.1177 | 6955.2729 | 0 | 0 | 0 | 0 | 5973.3513
4 | 104 | 4 | 9316.0021 | 3473.388 | 1342.3436 | 14131.7336 | 4205.6924 | 1156.7135 | 2105.8868 | 7468.2927 | 0 | 0 | 0 | 0 | 6663.4409
4 | 104 | 5 | 9874.1131 | 3702.2469 | 1401.6033 | 14977.9633 | 4502.0958 | 374.7362 | 3524.3054 | 8401.1374 | 0 | 0 | 0 | 0 | 6576.826
4 | 104 | 6 | 10039.7916 | 3763.9923 | 1432.7748 | 15236.5587 | 6073.0396 | 853.2013 | 3848.5191 | 10774.76 | 0 | 0 | 0 | 0 | 4461.7986
4 | 104 | 7 | 10003.6668 | 3753.6891 | 1427.7159 | 15185.0718 | 7508.4138 | 1154.7034 | 3703.3881 | 12366.5053 | 314.4748 | 150.28 | 84.3386 | 549.0934 | 2269.473
4 | 104 | 8 | 9871.8425 | 3680.8204 | 1424.5632 | 14977.2261 | 6584.006 | 801.8608 | 3506.1183 | 10891.9851 | 1310.7755 | 616.4262 | 165.7693 | 2092.971 | 1992.2701
4 | 104 | 9 | 9690.9713 | 3631.0723 | 1408.3101 | 14730.3536 | 6047.1958 | 837.4209 | 3740.8565 | 10625.4732 | 1696.2158 | 859.9355 | 294.0682 | 2850.2195 | 1254.6609
4 | 104 | 10 | 9515.8233 | 3551.7065 | 1396.1437 | 14463.6734 | 5904.7372 | 907.8489 | 4023.6596 | 10836.2458 | 1871.5424 | 866.8929 | 583.8787 | 3322.3141 | 305.1136
4 | 104 | 11 | 9431.2941 | 3521.8866 | 1378.7073 | 14331.888 | 5509.7756 | 753.9241 | 4096.4437 | 10360.1433 | 1973.1207 | 928.1181 | 696.9175 | 3598.1563 | 373.5884
4 | 104 | 12 | 9386.9393 | 3458.963 | 1364.5731 | 14210.4754 | 5150.5564 | 643.0512 | 3767.9565 | 9561.5642 | 1644.731 | 900.2885 | 685.5356 | 3230.5551 | 1418.3561
4 | 104 | 13 | 9438.4544 | 3436.1468 | 1378.2404 | 14252.8415 | 5121.61 | 797.0556 | 3551.6267 | 9470.2923 | 1916.0699 | 890.5481 | 681.257 | 3487.875 | 1294.6742
4 | 104 | 14 | 9581.4306 | 3492.7812 | 1391.6066 | 14465.8184 | 5583.3541 | 1037.5783 | 3943.6066 | 10564.539 | 1916.0699 | 904.4629 | 485.6506 | 3306.1833 | 595.096
4 | 104 | 15 | 9920.7262 | 3618.5552 | 1422.6954 | 14961.9767 | 6328.0372 | 1729.8266 | 3931.8594 | 11989.7232 | 1776.9218 | 915.5947 | 620.8861 | 3313.4026 | -341.149
4 | 104 | 16 | 10238.3633 | 3731.5908 | 1439.7421 | 15409.6962 | 6822.5849 | 2333.0215 | 3786.2473 | 12941.8537 | 1270.4225 | 883.5907 | 549.5084 | 2703.5216 | -235.679
4 | 104 | 17 | 10493.551 | 3820.0223 | 1445.2968 | 15758.8701 | 7179.9644 | 2973.102 | 3920.6868 | 14073.7533 | 1074.2236 | 715.2214 | 443.4061 | 2232.8511 | -547.7343
4 | 104 | 18 | 10412.092 | 3839.4981 | 1427.5359 | 15679.126 | 7079.7667 | 2558.5792 | 3703.9678 | 13342.3138 | 336.7385 | 210.1137 | 74.4732 | 621.3254 | 1715.4868
4 | 104 | 19 | 9880.1807 | 3656.834 | 1372.377 | 14909.3917 | 7295.1996 | 2907.5248 | 3511.299 | 13714.0235 | 8.3489 | 19.4807 | 6.9574 | 34.787 | 1160.5812
4 | 104 | 20 | 9138.1991 | 3397.6612 | 1303.951 | 13839.8113 | 8075.3273 | 3370.3135 | 3331.364 | 14777.0048 | 0 | 0 | 0 | 0 | -937.1935
4 | 104 | 21 | 8457.7569 | 3149.9181 | 1255.499 | 12863.1741 | 8840.2546 | 3199.5571 | 3499.9695 | 15539.7813 | 0 | 0 | 0 | 0 | -2676.6072
4 | 104 | 22 | 7997.2233 | 2973.3967 | 1223.04 | 12193.66 | 8693.8035 | 2944.3927 | 3179.2558 | 14817.452 | 0 | 0 | 0 | 0 | -2623.792
4 | 104 | 23 | 7710.2183 | 2866.8953 | 1195.5187 | 11772.6323 | 9050.2889 | 3011.1325 | 3251.9698 | 15313.3912 | 0 | 0 | 0 | 0 | -3540.7589
4 | 104 | 24 | 7555.8702 | 2798.7917 | 1196.453 | 11551.1149 | 8806.921 | 3009.3966 | 3401.0205 | 15217.3381 | 0 | 0 | 0 | 0 | -3666.2232
4 | 105 | 1 | 7507.6435 | 2775.7617 | 1198.1839 | 11481.589 | 8365.6657 | 3091.8642 | 2939.9 | 14397.4299 | 0 | 0 | 0 | 0 | -2915.8409
4 | 105 | 2 | 7667.8646 | 2829.3608 | 1214.052 | 11711.2774 | 8164.019 | 3185.004 | 2693.1249 | 14042.148 | 0 | 0 | 0 | 0 | -2330.8706
4 | 105 | 3 | 8209.9894 | 3032.0138 | 1261.8032 | 12503.8064 | 8027.4733 | 3188.8849 | 2547.9422 | 13764.3003 | 0 | 0 | 0 | 0 | -1260.4939
4 | 105 | 4 | 9112.3414 | 3384.6298 | 1326.9611 | 13823.9324 | 7928.2587 | 3120.9704 | 2488.2986 | 13537.5277 | 0 | 0 | 0 | 0 | 286.4047
4 | 105 | 5 | 9919.3389 | 3668.554 | 1393.7018 | 14981.5947 | 7966.1972 | 3154.9276 | 2587.1204 | 13708.2452 | 0 | 0 | 0 | 0 | 1273.3495
4 | 105 | 6 | 10424.1274 | 3803.5631 | 1429.3838 | 15657.0743 | 7909.9714 | 3160.7488 | 2584.8882 | 13655.6084 | 0 | 0 | 0 | 0 | 2001.4659
4 | 105 | 7 | 10626.8337 | 3870.3022 | 1437.3349 | 15934.4707 | 8004.0113 | 3118.0598 | 2521.2059 | 13643.277 | 432.7507 | 27.8296 | 100.2655 | 560.8458 | 1730.3479
4 | 105 | 8 | 10632.7497 | 3889.1953 | 1444.1842 | 15966.1291 | 8046.9183 | 3138.4341 | 2453.3896 | 13638.742 | 86.2718 | 22.2637 | 706.2992 | 814.8347 | 1512.5524
4 | 105 | 9 | 10482.4154 | 3865.6413 | 1441.5055 | 15789.5621 | 8141.1638 | 3096.7152 | 2060.5637 | 13298.4427 | 194.8074 | 40.353 | 861.7446 | 1096.905 | 1394.2145
4 | 105 | 10 | 10311.7287 | 3851.0724 | 1422.5991 | 15585.4003 | 7938.8803 | 3251.9483 | 1630.5594 | 12821.388 | 253.2496 | 89.0548 | 991.3979 | 1333.7023 | 1430.3099
4 | 105 | 11 | 10329.9717 | 3834.4952 | 1408.09 | 15572.557 | 7750.1026 | 3151.0468 | 1326.6477 | 12227.7971 | 346.4789 | 214.2881 | 1098.4958 | 1659.2628 | 1685.4971
4 | 105 | 12 | 10318.6481 | 3774.2033 | 1414.6909 | 15507.5423 | 7671.5489 | 3061.7877 | 1145.2994 | 11878.636 | 418.8359 | 215.6796 | 940.8924 | 1575.4079 | 2053.4984
4 | 105 | 13 | 10248.0495 | 3707.2047 | 1420.5132 | 15375.7674 | 7485.7016 | 3075.3706 | 1001.472 | 11562.5442 | 411.8785 | 164.1948 | 970.8382 | 1546.9115 | 2266.3116
4 | 105 | 14 | 10225.9454 | 3668.8288 | 1436.2044 | 15330.9786 | 7584.8311 | 3077.3111 | 891.7644 | 11553.9066 | 356.2192 | 91.8378 | 684.54 | 1132.5971 | 2644.475
4 | 105 | 15 | 10310.2283 | 3775.0446 | 1455.3553 | 15540.6283 | 7633.5837 | 3125.8214 | 944.4788 | 11703.884 | 275.5133 | 73.7485 | 716.8938 | 1066.1556 | 2770.5887
4 | 105 | 16 | 10514.4228 | 3895.1921 | 1475.8184 | 15885.4333 | 7594.378 | 3050.1453 | 1198.5401 | 11843.0634 | 219.8541 | 72.357 | 781.3766 | 1073.5877 | 2968.7822
4 | 105 | 17 | 10706.1692 | 3969.2219 | 1475.1712 | 16150.5623 | 7887.8764 | 3074.4004 | 1426.8743 | 12389.1512 | 172.5437 | 30.6126 | 323.4144 | 526.5706 | 3234.8405
4 | 105 | 18 | 10593.0277 | 3960.7058 | 1449.8174 | 16003.5508 | 8280.9489 | 3097.6854 | 1603.543 | 12982.1773 | 55.6593 | 20.8722 | 229.0645 | 305.596 | 2715.7776
4 | 105 | 19 | 10080.8561 | 3781.2718 | 1394.6143 | 15256.7422 | 8569.8035 | 3133.583 | 2043.4687 | 13746.8553 | 2.783 | 0 | 0 | 2.783 | 1507.1039
4 | 105 | 20 | 9352.09 | 3512.7356 | 1330.6989 | 14195.5245 | 8508.0959 | 3076.3409 | 2320.7654 | 13905.2022 | 0 | 0 | 0 | 0 | 290.3224
4 | 105 | 21 | 8663.4282 | 3250.9625 | 1275.4362 | 13189.8269 | 8564.3058 | 2932.7502 | 2662.7895 | 14159.8456 | 0 | 0 | 0 | 0 | -970.0186
4 | 105 | 22 | 8181.1399 | 3079.3673 | 1236.0175 | 12496.5247 | 8637.8465 | 3306.2799 | 3133.41 | 15077.5364 | 0 | 0 | 0 | 0 | -2581.0117
4 | 105 | 23 | 7890.211 | 2982.7019 | 1211.0699 | 12083.9828 | 9027.1051 | 3199.5571 | 3465.2174 | 15691.8796 | 0 | 0 | 0 | 0 | -3607.8968
4 | 105 | 24 | 7740.173 | 2930.9579 | 1200.5997 | 11871.7306 | 9029.2352 | 3303.3693 | 3412.3939 | 15744.9983 | 0 | 0 | 0 | 0 | -3873.2677
4 | 106 | 1 | 7718.3836 | 2920.9865 | 1199.3223 | 11838.6924 | 9259.5667 | 3369.3433 | 3091.4142 | 15720.3242 | 0 | 0 | 0 | 0 | -3881.6319
4 | 106 | 2 | 7914.0904 | 2994.1389 | 1216.2536 | 12124.483 | 9187.5208 | 3013.2774 | 2992.2814 | 15193.0797 | 0 | 0 | 0 | 0 | -3068.5967
4 | 106 | 3 | 8448.8496 | 3201.458 | 1265.8918 | 12916.1993 | 9261.1102 | 3369.3433 | 3196.3467 | 15826.8003 | 0 | 0 | 0 | 0 | -2910.601
4 | 106 | 4 | 9256.6035 | 3507.8381 | 1331.458 | 14095.8996 | 9428.2689 | 3369.3433 | 3347.3315 | 16144.9438 | 0 | 0 | 0 | 0 | -2049.0442
4 | 106 | 5 | 9793.0789 | 3702.3211 | 1386.5688 | 14881.9688 | 9526.6353 | 3280.0843 | 3325.9568 | 16132.6764 | 0 | 0 | 0 | 0 | -1250.7077
4 | 106 | 6 | 9951.5007 | 3721.5776 | 1420.3723 | 15093.4506 | 9534.5253 | 3270.3822 | 3789.8366 | 16594.7442 | 0 | 0 | 0 | 0 | -1501.2935
4 | 106 | 7 | 9881.0125 | 3667.2345 | 1429.6302 | 14977.8773 | 8173.1994 | 2774.6065 | 3866.8689 | 14814.6748 | 157.2374 | 15.3063 | 156.8623 | 329.406 | -166.2035
4 | 106 | 8 | 9701.7161 | 3604.7029 | 1417.6979 | 14724.117 | 8205.477 | 2669.8242 | 3853.7868 | 14729.088 | 154.4544 | 9.7404 | 379.7657 | 543.9605 | -548.9316
4 | 106 | 9 | 9570.0993 | 3538.779 | 1402.2039 | 14511.0822 | 8357.7979 | 3372.254 | 3838.4747 | 15568.5267 | 335.347 | 23.6552 | 529.0411 | 888.0433 | -1945.4877
4 | 106 | 10 | 9431.1008 | 3459.3405 | 1394.788 | 14285.2292 | 9022.5336 | 3372.254 | 3767.8112 | 16162.5988 | 482.844 | 33.3956 | 722.7441 | 1238.9837 | -3116.3533
4 | 106 | 11 | 9334.7974 | 3409.171 | 1395.4607 | 14139.4291 | 9172.9869 | 2516.5315 | 4168.8283 | 15858.3467 | 683.2174 | 108.5356 | 991.2747 | 1783.0276 | -3501.9453
4 | 106 | 12 | 9203.3906 | 3347.5522 | 1384.3061 | 13935.2489 | 9054.4403 | 2516.5315 | 4253.5303 | 15824.5021 | 765.3148 | 79.3144 | 1111.9377 | 1956.5669 | -3845.8201
4 | 106 | 13 | 9223.0207 | 3326.3639 | 1380.8505 | 13930.2351 | 8249.1383 | 2516.5315 | 4234.9187 | 15000.5885 | 850.1951 | 77.923 | 1036.4272 | 1964.5453 | -3034.8986
4 | 106 | 14 | 9402.0725 | 3378.7537 | 1388.875 | 14169.7011 | 8457.9628 | 3372.254 | 4263.3913 | 16093.6081 | 676.26 | 70.9655 | 1022.9454 | 1770.1709 | -3694.0779
4 | 106 | 15 | 9702.2548 | 3461.7545 | 1402.9258 | 14566.9351 | 9346.0368 | 3307.6287 | 4253.6442 | 16907.3097 | 691.5663 | 59.8337 | 959.104 | 1710.5039 | -4050.8785
4 | 106 | 16 | 9963.5218 | 3566.5155 | 1422.368 | 14952.4053 | 9777.253 | 3372.254 | 4128.2974 | 17277.8043 | 535.7203 | 47.3104 | 865.467 | 1448.4978 | -3773.8968
4 | 106 | 17 | 10162.3529 | 3682.6547 | 1431.046 | 15276.0535 | 10104.801 | 3362.7508 | 4186.6113 | 17654.163 | 275.5133 | 445.274 | 325.2479 | 1046.0352 | -3424.1447
4 | 106 | 18 | 10134.4024 | 3755.7249 | 1417.5959 | 15307.7232 | 10152.6875 | 3372.254 | 4186.6113 | 17711.5528 | 219.8541 | 566.3329 | 99.5407 | 885.7277 | -3289.5573
4 | 106 | 19 | 9723.2135 | 3620.1515 | 1371.9423 | 14715.3074 | 10277.9139 | 3372.254 | 4114.7139 | 17764.8817 | 125.2333 | 105.7526 | 0 | 230.9859 | -3280.5602
4 | 106 | 20 | 9120.7815 | 3412.5914 | 1313.7666 | 13847.1395 | 10367.1825 | 3363.7235 | 3818.207 | 17549.1131 | 0 | 0 | 0 | 0 | -3701.9735
4 | 106 | 21 | 8500.4392 | 3181.6566 | 1256.1006 | 12938.1965 | 10068.4301 | 2916.4035 | 3729.6901 | 16714.5238 | 0 | 0 | 0 | 0 | -3776.3273
4 | 106 | 22 | 7985.8401 | 3008.1612 | 1211.4281 | 12205.4293 | 10055.5785 | 2882.9764 | 3807.1596 | 16745.7145 | 0 | 0 | 0 | 0 | -4540.2852
4 | 106 | 23 | 7683.1695 | 2901.1481 | 1192.8236 | 11777.1412 | 8810.2809 | 3280.6564 | 4120.2209 | 16211.1582 | 0 | 0 | 0 | 0 | -4434.017
4 | 106 | 24 | 7523.821 | 2845.3101 | 1190.4745 | 11559.6055 | 8192.4371 | 3051.1155 | 4055.8661 | 15299.4187 | 0 | 0 | 0 | 0 | -3739.8132
4 | 107 | 1 | 7476.1422 | 2826.1268 | 1195.7902 | 11498.0592 | 7551.6636 | 3202.2241 | 4044.9996 | 14798.8872 | 0 | 0 | 0 | 0 | -3300.8279
4 | 107 | 2 | 7538.1322 | 2855.4692 | 1199.0489 | 11592.6503 | 7121.8322 | 2688.6739 | 3427.6382 | 13238.1443 | 0 | 0 | 0 | 0 | -1645.494
4 | 107 | 3 | 7772.3583 | 2946.581 | 1215.2055 | 11934.1447 | 7606.4959 | 2372.5452 | 3416.8858 | 13395.9268 | 0 | 0 | 0 | 0 | -1461.7821
4 | 107 | 4 | 8084.977 | 3056.6778 | 1253.1022 | 12394.757 | 8109.8516 | 2253.3069 | 3407.6688 | 13770.8273 | 0 | 0 | 0 | 0 | -1376.0703
4 | 107 | 5 | 8359.7943 | 3171.6485 | 1300.5333 | 12831.9761 | 8701.6757 | 2134.3104 | 3406.472 | 14242.458 | 0 | 0 | 0 | 0 | -1410.4819
4 | 107 | 6 | 8501.9534 | 3242.3951 | 1341.3751 | 13085.7235 | 8563.4208 | 2104.3602 | 2859.1547 | 13526.9357 | 0 | 0 | 0 | 0 | -441.2122
4 | 107 | 7 | 8501.5853 | 3247.9834 | 1364.4946 | 13114.0633 | 8273.3487 | 2248.5718 | 2662.0154 | 13183.9359 | 612.2518 | 242.1178 | 59.3336 | 913.7032 | -983.5758
4 | 107 | 8 | 8443.6393 | 3219.8477 | 1370.57 | 13034.057 | 7541.5631 | 1339.9085 | 2567.4803 | 11448.9519 | 2035.7373 | 192.0244 | 504.499 | 2732.2607 | -1147.1555
4 | 107 | 9 | 8339.7588 | 3159.3616 | 1361.7514 | 12860.8718 | 7583.1435 | 1335.586 | 2152.4708 | 11071.2003 | 1740.7432 | 193.4159 | 508.6064 | 2442.7655 | -653.0941
4 | 107 | 10 | 8208.3947 | 3092.2769 | 1351.0039 | 12651.6755 | 8210.5535 | 1665.9654 | 1383.5802 | 11260.0991 | 1042.2196 | 230.9859 | 799.1923 | 2072.3977 | -680.8214
4 | 107 | 11 | 8053.1474 | 3032.9807 | 1335.8607 | 12421.9888 | 8635.8582 | 2116.42 | 2066.3952 | 12818.6734 | 1423.4854 | 482.844 | 1194.1764 | 3100.5059 | -3497.1905
4 | 107 | 12 | 7958.9795 | 2984.733 | 1326.0867 | 12269.7993 | 8833.7916 | 2172.6477 | 2363.8532 | 13370.2926 | 1632.2077 | 425.7933 | 1079.5631 | 3137.5641 | -4238.0574
4 | 107 | 13 | 7992.6425 | 2980.5788 | 1324.9763 | 12298.1976 | 8785.1689 | 2282.8329 | 2532.0742 | 13600.076 | 1843.7128 | 353.4363 | 939.519 | 3136.6681 | -4438.5466
4 | 107 | 14 | 8241.3606 | 3050.4406 | 1339.3256 | 12631.1268 | 9123.989 | 2487.6794 | 2764.4025 | 14376.0709 | 1923.0273 | 402.1381 | 1570.9463 | 3896.1118 | -5641.0558
4 | 107 | 15 | 8621.8145 | 3161.056 | 1368.9016 | 13151.7721 | 9524.0537 | 2615.7687 | 2071.4457 | 14211.268 | 1772.7473 | 271.3389 | 1441.6935 | 3485.7797 | -4545.2756
4 | 107 | 16 | 8940.6321 | 3253.8323 | 1379.3158 | 13573.7802 | 9583.3108 | 2680.6982 | 1586.6377 | 13850.6467 | 930.901 | 112.71 | 1207.3755 | 2250.9865 | -2527.8531
4 | 107 | 17 | 9198.3534 | 3335.7401 | 1382.6559 | 13916.7494 | 9442.7673 | 2202.4178 | 2415.0453 | 14060.2304 | 912.8118 | 66.7911 | 819.1613 | 1798.7642 | -1942.2453
4 | 107 | 18 | 9325.3302 | 3408.8593 | 1373.3664 | 14107.556 | 9308.9888 | 2231.2725 | 3606.4864 | 15146.7477 | 645.6474 | 15.3063 | 543.0066 | 1203.9603 | -2243.152
4 | 107 | 19 | 9014.8219 | 3298.3573 | 1328.9105 | 13642.0898 | 9201.6377 | 2247.2129 | 3994.8571 | 15443.7077 | 105.7526 | 0 | 114.1015 | 219.8541 | -2021.472
4 | 107 | 20 | 8545.5479 | 3134.4272 | 1284.767 | 12964.7421 | 8714.7584 | 1844.9231 | 3911.0056 | 14470.6871 | 0 | 0 | 0 | 0 | -1505.945
4 | 107 | 21 | 8019.9957 | 2942.9329 | 1240.9194 | 12203.848 | 8768.8372 | 2227.9645 | 3464.0608 | 14460.8625 | 0 | 0 | 0 | 0 | -2257.0144
4 | 107 | 22 | 7602.5359 | 2787.2817 | 1206.6489 | 11596.4664 | 9234.1588 | 1781.7636 | 3611.9437 | 14627.8661 | 0 | 0 | 0 | 0 | -3031.3996
4 | 107 | 23 | 7329.8819 | 2689.1267 | 1189.7853 | 11208.7939 | 8622.5229 | 1808.4504 | 3316.7246 | 13747.6979 | 0 | 0 | 0 | 0 | -2538.9039
4 | 107 | 24 | 7187.3466 | 2641.8168 | 1187.9409 | 11017.1044 | 8731.8685 | 2538.2794 | 3390.5701 | 14660.718 | 0 | 0 | 0 | 0 | -3643.6136
4 | 108 | 1 | 7140.6721 | 2623.5031 | 1181.5812 | 10945.7564 | 8418.2213 | 2700.1787 | 3422.3551 | 14540.7551 | 0 | 0 | 0 | 0 | -3594.9986
4 | 108 | 2 | 7190.4843 | 2642.4481 | 1188.1131 | 11021.0455 | 8645.6297 | 2872.757 | 3158.2681 | 14676.6548 | 0 | 0 | 0 | 0 | -3655.6093
4 | 108 | 3 | 7361.4913 | 2709.0734 | 1203.5753 | 11274.1401 | 8593.4832 | 2477.6105 | 2854.4126 | 13925.5064 | 0 | 0 | 0 | 0 | -2651.3663
4 | 108 | 4 | 7570.157 | 2794.116 | 1231.6401 | 11595.9131 | 8572.0036 | 3331.566 | 2683.5726 | 14587.1421 | 0 | 0 | 0 | 0 | -2991.2291
4 | 108 | 5 | 7763.411 | 2883.2538 | 1276.4723 | 11923.1371 | 8342.8875 | 2736.0684 | 2585.941 | 13664.897 | 0 | 0 | 0 | 0 | -1741.7599
4 | 108 | 6 | 7915.5481 | 2964.1898 | 1315.9538 | 12195.6917 | 8100.7612 | 2998.239 | 2777.1867 | 13876.187 | 0 | 0 | 0 | 0 | -1680.4952
4 | 108 | 7 | 7984.0227 | 3013.251 | 1336.5771 | 12333.8508 | 7966.8174 | 2908.9799 | 2854.1764 | 13729.9736 | 752.7914 | 139.1481 | 441.5951 | 1333.5347 | -2729.6576
4 | 108 | 8 | 7991.0806 | 3017.3106 | 1340.2581 | 12348.6492 | 7276.0652 | 2467.7906 | 2359.819 | 12103.6748 | 1285.7288 | 343.6959 | 1104.0771 | 2733.5017 | -2488.5273
4 | 108 | 9 | 7954.336 | 2995.7537 | 1334.2811 | 12284.3708 | 7404.473 | 2192.834 | 2226.8047 | 11824.1117 | 2140.0984 | 271.3389 | 1429.0034 | 3840.4407 | -3380.1816
4 | 108 | 10 | 7916.9218 | 2980.3626 | 1330.7304 | 12228.0148 | 7749.7094 | 2259.0642 | 2141.4602 | 12150.2338 | 1978.6866 | 389.6148 | 1827.8698 | 4196.1712 | -4118.3902
4 | 108 | 11 | 7837.1438 | 2950.7047 | 1315.6442 | 12103.4927 | 8253.5364 | 2162.3002 | 2246.414 | 12662.2506 | 2489.3603 | 360.3937 | 1556.5523 | 4406.3063 | -4965.0641
4 | 108 | 12 | 7775.9659 | 2927.5571 | 1304.4416 | 12007.9646 | 9202.5619 | 2487.1439 | 2534.1384 | 14223.8443 | 1895.1977 | 350.6533 | 1676.1318 | 3921.9828 | -6137.8624
4 | 108 | 13 | 7859.8825 | 2943.6433 | 1308.7461 | 12112.2719 | 9324.393 | 2569.6269 | 3273.9895 | 15168.0094 | 2269.5061 | 342.3044 | 1402.9892 | 4014.7998 | -7070.5373
4 | 108 | 14 | 8192.7585 | 3045.2946 | 1333.2551 | 12571.3082 | 9760.7215 | 2555.1947 | 3867.3146 | 16183.2308 | 2556.1513 | 274.1218 | 1341.361 | 4171.6341 | -7783.5567
4 | 108 | 15 | 8677.2164 | 3190.2621 | 1361.6666 | 13229.1452 | 9914.0902 | 2706.8149 | 4214.3937 | 16835.2988 | 2160.9705 | 738.8766 | 1196.9594 | 4096.8066 | -7702.9602
4 | 108 | 16 | 9058.5069 | 3301.8681 | 1377.7157 | 13738.0906 | 9729.3197 | 1897.3211 | 4224.6119 | 15851.2526 | 2115.0517 | 541.2863 | 556.6207 | 3212.9586 | -5326.1206
4 | 108 | 17 | 9361.9532 | 3399.2297 | 1393.0414 | 14154.2243 | 8999.8297 | 1556.8435 | 4220.2402 | 14776.9134 | 1433.2259 | 528.7629 | 455.3596 | 2417.3484 | -3040.0375
4 | 108 | 18 | 9498.1236 | 3490.9612 | 1393.5476 | 14382.6324 | 8711.1113 | 1873.0032 | 4255.6915 | 14839.806 | 496.7589 | 161.4118 | 174.389 | 832.5597 | -1289.7333
4 | 108 | 19 | 9038.2016 | 3331.5704 | 1334.3588 | 13704.1308 | 9528.8 | 2175.0217 | 4261.8912 | 15965.7129 | 171.1522 | 12.5233 | 9.7404 | 193.4159 | -2454.998
4 | 108 | 20 | 8386.4218 | 3095.0339 | 1270.3109 | 12751.7666 | 9400.394 | 2062.1087 | 4260.8331 | 15723.3358 | 0 | 0 | 0 | 0 | -2971.5692
4 | 108 | 21 | 7792.9395 | 2867.444 | 1222.344 | 11882.7275 | 9046.3697 | 1598.7305 | 4261.4172 | 14906.5175 | 0 | 0 | 0 | 0 | -3023.79
4 | 108 | 22 | 7421.189 | 2719.0139 | 1192.9873 | 11333.1902 | 8619.5821 | 1324.0432 | 4244.6903 | 14188.3155 | 0 | 0 | 0 | 0 | -2855.1253
4 | 108 | 23 | 7195.6906 | 2641.108 | 1179.9544 | 11016.7531 | 8044.7361 | 1098.3964 | 4129.2776 | 13272.4102 | 0 | 0 | 0 | 0 | -2255.6571
4 | 108 | 24 | 7105.2146 | 2614.8176 | 1182.2479 | 10902.28 | 7182.3016 | 914.989 | 4135.1407 | 12232.4313 | 0 | 0 | 0 | 0 | -1330.1513
4 | 109 | 1 | 7135.0121 | 2622.5067 | 1188.7854 | 10946.3042 | 6691.3257 | 617.9725 | 3877.0349 | 11186.3332 | 0 | 0 | 0 | 0 | -240.0289
4 | 109 | 2 | 7374.9384 | 2715.2124 | 1211.3011 | 11301.4518 | 6641.1118 | 611.7661 | 3667.3296 | 10920.2075 | 0 | 0 | 0 | 0 | 381.2443
4 | 109 | 3 | 8022.4858 | 2954.5505 | 1279.4337 | 12256.4701 | 5785.9347 | 414.4511 | 3926.3471 | 10126.7329 | 0 | 0 | 0 | 0 | 2129.7372
4 | 109 | 4 | 8980.3057 | 3330.4941 | 1364.6941 | 13675.494 | 4514.3432 | 155.4409 | 3880.3274 | 8550.1115 | 0 | 0 | 0 | 0 | 5125.3825
4 | 109 | 5 | 9459.1138 | 3526.8501 | 1406.6987 | 14392.6627 | 3807.5962 | 65.7524 | 3535.067 | 7408.4156 | 0 | 0 | 0 | 0 | 6984.2471
4 | 109 | 6 | 9420.9228 | 3511.9288 | 1415.2177 | 14348.0693 | 3012.9566 | 123.7102 | 2980.6771 | 6117.3439 | 0 | 0 | 0 | 0 | 8230.7254
4 | 109 | 7 | 9265.1164 | 3450.3247 | 1413.73 | 14129.1711 | 1839.5748 | 181.9279 | 2216.7736 | 4238.2764 | 59.8337 | 4.1744 | 200.1351 | 264.1432 | 9626.7515
4 | 109 | 8 | 9102.4295 | 3403.1002 | 1400.9185 | 13906.4482 | 839.2439 | 274.3534 | 1324.8049 | 2438.4022 | 133.5822 | 47.3104 | 986.8068 | 1167.6994 | 10300.3467
4 | 109 | 9 | 8972.9626 | 3352.0546 | 1387.2586 | 13712.2757 | 655.5255 | 352.749 | 1051.9266 | 2060.2011 | 176.7181 | 48.7018 | 901.3312 | 1126.7512 | 10525.3234
4 | 109 | 10 | 8872.7109 | 3304.6257 | 1371.9579 | 13549.2945 | 479.3572 | 415.3384 | 396.7671 | 1291.4628 | 214.2881 | 77.923 | 701.5875 | 993.7986 | 11264.0332
4 | 109 | 11 | 8820.5212 | 3286.9565 | 1351.337 | 13458.8147 | 573.1059 | 441.8526 | 201.6582 | 1216.6167 | 317.2578 | 132.1907 | 703.8332 | 1153.2817 | 11088.9163
4 | 109 | 12 | 8751.1585 | 3260.8843 | 1337.4316 | 13349.4744 | 817.2281 | 371.1117 | 64.0227 | 1252.3625 | 1042.2196 | 108.5356 | 1346.7765 | 2497.5316 | 9599.5802
4 | 109 | 13 | 8822.2565 | 3265.8925 | 1339.2849 | 13427.4339 | 1182.8603 | 405.013 | 15.5499 | 1603.4232 | 1007.4325 | 136.3652 | 1270.495 | 2414.2927 | 9409.718
4 | 109 | 14 | 9054.8054 | 3345.2358 | 1353.6383 | 13753.6795 | 1601.9272 | 597.3913 | 244.8403 | 2444.1588 | 681.8259 | 83.4889 | 782.1657 | 1547.4804 | 9762.0403
4 | 109 | 15 | 9447.5799 | 3459.9319 | 1385.7695 | 14293.2814 | 2402.7075 | 1011.7345 | 245.0419 | 3659.4838 | 602.5115 | 276.9048 | 329.647 | 1209.0633 | 9424.7343
4 | 109 | 16 | 9796.8151 | 3560.1039 | 1410.5862 | 14767.5051 | 3299.5952 | 1440.8074 | 290.0504 | 5030.453 | 601.12 | 314.4748 | 294.0682 | 1209.663 | 8527.3892
4 | 109 | 17 | 10042.2987 | 3643.0399 | 1427.6885 | 15113.027 | 4549.7035 | 1554.4027 | 397.3301 | 6501.4363 | 759.7488 | 637.2985 | 215.5084 | 1612.5557 | 6999.0349
4 | 109 | 18 | 10079.6707 | 3704.2715 | 1419.0178 | 15202.96 | 5300.3618 | 2202.2183 | 428.2156 | 7930.7957 | 599.7285 | 23.6552 | 147.9301 | 771.3137 | 6500.8505
4 | 109 | 19 | 9505.3685 | 3499.1075 | 1362.2013 | 14366.6772 | 7493.5602 | 3317.7443 | 768.4791 | 11579.7835 | 55.6593 | 0 | 17.9226 | 73.5818 | 2713.3119
4 | 109 | 20 | 8710.0563 | 3205.2011 | 1290.5203 | 13205.7777 | 9550.3153 | 3315.982 | 1795.7918 | 14662.0891 | 0 | 0 | 0 | 0 | -1456.3113
4 | 109 | 21 | 7995.254 | 2934.0293 | 1230.5746 | 12159.8579 | 10314.1008 | 3215.0805 | 1887.9749 | 15417.1562 | 0 | 0 | 0 | 0 | -3257.2983
4 | 109 | 22 | 7532.3878 | 2760.6259 | 1189.6158 | 11482.6295 | 10593.6787 | 3372.254 | 2370.8838 | 16336.8164 | 0 | 0 | 0 | 0 | -4854.1869
4 | 109 | 23 | 7269.7367 | 2667.9114 | 1169.3448 | 11106.993 | 10506.366 | 3372.254 | 2662.8507 | 16541.4707 | 0 | 0 | 0 | 0 | -5434.4777
4 | 109 | 24 | 7145.6157 | 2625.9531 | 1167.677 | 10939.2457 | 10699.9007 | 3372.254 | 2660.51 | 16732.6647 | 0 | 0 | 0 | 0 | -5793.419
4 | 110 | 1 | 7137.8411 | 2627.489 | 1176.7246 | 10942.0546 | 10578.3351 | 3372.254 | 2695.4101 | 16645.9992 | 0 | 0 | 0 | 0 | -5703.9446
4 | 110 | 2 | 7351.39 | 2703.1663 | 1197.7699 | 11252.3262 | 10493.9047 | 3372.254 | 2786.2928 | 16652.4514 | 0 | 0 | 0 | 0 | -5400.1252
4 | 110 | 3 | 7949.7773 | 2926.236 | 1259.0207 | 12135.0341 | 10558.5453 | 3372.254 | 3021.1812 | 16951.9805 | 0 | 0 | 0 | 0 | -4816.9464
4 | 110 | 4 | 8879.4152 | 3279.5959 | 1341.4237 | 13500.4349 | 10610.739 | 3372.254 | 3046.0473 | 17029.0403 | 0 | 0 | 0 | 0 | -3528.6054
4 | 110 | 5 | 9344.3724 | 3486.6805 | 1387.9596 | 14219.0125 | 10851.5852 | 3372.254 | 2785.3429 | 17009.1821 | 0 | 0 | 0 | 0 | -2790.1696
4 | 110 | 6 | 9340.5777 | 3478.6616 | 1385.2843 | 14204.5236 | 10796.5173 | 3371.2837 | 2867.1049 | 17034.9059 | 0 | 0 | 0 | 0 | -2830.3824
4 | 110 | 7 | 9206.5976 | 3419.1207 | 1385.3869 | 14011.1052 | 10750.3285 | 3026.8603 | 2932.0615 | 16709.2503 | 1124.317 | 403.5296 | 432.1211 | 1959.9677 | -4658.1128
4 | 110 | 8 | 9050.7899 | 3372.9902 | 1379.0734 | 13802.8535 | 10609.094 | 3246.032 | 2597.5256 | 16452.6516 | 2471.271 | 929.5095 | 1318.5645 | 4719.3451 | -7369.1431
4 | 110 | 9 | 8947.7764 | 3328.4399 | 1366.9354 | 13643.1517 | 10349.0821 | 3261.6504 | 2410.1511 | 16020.8836 | 2975.4284 | 1000 | 1555.1114 | 5530.5399 | -7908.2717
4 | 110 | 10 | 8861.948 | 3280.8778 | 1357.2133 | 13500.039 | 10442.5331 | 3372.254 | 2693.2622 | 16508.0493 | 2887.7651 | 1000 | 1533.1811 | 5420.9462 | -8428.9565
4 | 110 | 11 | 8845.8652 | 3294.1181 | 1349.3864 | 13489.3697 | 10463.3008 | 3372.254 | 3072.7681 | 16908.3228 | 2914.2033 | 1000 | 1409.0018 | 5323.2051 | -8742.1582
4 | 110 | 12 | 8851.72 | 3264.0973 | 1335.5964 | 13451.4137 | 10603.3211 | 3372.254 | 3338.4913 | 17314.0664 | 2856.2362 | 1000 | 1291.7051 | 5147.9413 | -9010.594
4 | 110 | 13 | 9001.9711 | 3289.4497 | 1335.7961 | 13627.2169 | 10579.2047 | 3372.254 | 3439.3538 | 17390.8125 | 2705.0398 | 997.6922 | 1034.3064 | 4737.0384 | -8500.6341
4 | 110 | 14 | 9244.9218 | 3386.24 | 1356.7957 | 13987.9574 | 10620.9604 | 3372.254 | 3835.794 | 17829.0085 | 2908.6373 | 1000 | 1099.9307 | 5008.5681 | -8849.6191
4 | 110 | 15 | 9601.3276 | 3497.2974 | 1386.57 | 14485.195 | 10685.5927 | 3368.5458 | 3886.2712 | 17940.4096 | 2596.9455 | 1000 | 1523.9322 | 5120.8777 | -8576.0923
4 | 110 | 16 | 9882.8374 | 3584.6605 | 1413.5305 | 14881.0283 | 10284.3845 | 3355.6252 | 3651.0531 | 17291.0628 | 2120.1425 | 862.7185 | 1138.1005 | 4120.9615 | -6530.996
4 | 110 | 17 | 10127.3586 | 3681.1215 | 1428.2022 | 15236.6823 | 10656.7131 | 3363.5286 | 3418.762 | 17439.0036 | 1619.6843 | 979.6029 | 1187.816 | 3787.1033 | -5989.4246
4 | 110 | 18 | 10070.2856 | 3697.011 | 1410.3216 | 15177.6183 | 10650.4705 | 3371.7472 | 3231.3987 | 17253.6164 | 1199.457 | 684.6089 | 694.7406 | 2578.8064 | -4654.8045
4 | 110 | 19 | 9481.8179 | 3479.0463 | 1350.3986 | 14311.2628 | 10737.4025 | 3368.069 | 3206.0039 | 17311.4754 | 237.9433 | 194.8074 | 154.4336 | 587.1843 | -3587.3969
4 | 110 | 20 | 8674.6642 | 3181.8045 | 1280.1253 | 13136.594 | 10928.543 | 3363.9681 | 3815.3717 | 18107.8828 | 0 | 0 | 0 | 0 | -4971.2888
4 | 110 | 21 | 7951.3941 | 2913.1273 | 1221.381 | 12085.9025 | 10912.8663 | 3372.254 | 3970.3821 | 18255.5024 | 0 | 0 | 0 | 0 | -6169.5999
4 | 110 | 22 | 7458.1782 | 2729.9991 | 1180.9869 | 11369.1642 | 10868.9288 | 3372.254 | 3824.707 | 18065.8898 | 0 | 0 | 0 | 0 | -6696.7256
4 | 110 | 23 | 7167.341 | 2625.5277 | 1157.0579 | 10949.9265 | 10602.5581 | 3372.254 | 3804.4535 | 17779.2656 | 0 | 0 | 0 | 0 | -6829.339
4 | 110 | 24 | 7007.0188 | 2571.2128 | 1152.4515 | 10730.6831 | 10476.9475 | 3134.5533 | 3564.2487 | 17175.7494 | 0 | 0 | 0 | 0 | -6445.0663
4 | 111 | 1 | 6968.993 | 2551.2026 | 1151.7914 | 10671.987 | 10523.3196 | 3188.8849 | 3709.7693 | 17421.9738 | 0 | 0 | 0 | 0 | -6749.9868
4 | 111 | 2 | 7133.0874 | 2607.0738 | 1176.7411 | 10916.9023 | 10275.3822 | 3372.254 | 4012.7535 | 17660.3897 | 0 | 0 | 0 | 0 | -6743.4873
4 | 111 | 3 | 7686.4265 | 2802.9215 | 1235.9825 | 11725.3305 | 9939.7633 | 3372.254 | 4050.4157 | 17362.433 | 0 | 0 | 0 | 0 | -5637.1025
4 | 111 | 4 | 8639.6393 | 3181.505 | 1323.3199 | 13144.4641 | 9918.3415 | 3372.254 | 4001.6015 | 17292.197 | 0 | 0 | 0 | 0 | -4147.7328
4 | 111 | 5 | 9416.5798 | 3474.0017 | 1381.3898 | 14271.9713 | 9731.74 | 3372.254 | 4167.7678 | 17271.7618 | 0 | 0 | 0 | 0 | -2999.7906
4 | 111 | 6 | 9797.9922 | 3597.8771 | 1413.0052 | 14808.8745 | 9221.655 | 3259.7099 | 4170.7628 | 16652.1277 | 0 | 0 | 0 | 0 | -1843.2532
4 | 111 | 7 | 9928.9476 | 3636.5813 | 1420.9651 | 14986.4939 | 8131.8095 | 2965.2117 | 3903.6157 | 15000.637 | 1079.7895 | 271.3389 | 796.3468 | 2147.4752 | -2161.6182
4 | 111 | 8 | 9948.2551 | 3660.0817 | 1408.36 | 15016.6968 | 5570.567 | 1714.9608 | 2358.1653 | 9643.693 | 2767.6564 | 901.6799 | 1838.2684 | 5507.6048 | -134.6011
4 | 111 | 9 | 9943.8188 | 3665.0413 | 1404.751 | 15013.6111 | 5229.3481 | 1425.5113 | 2249.0369 | 8903.8962 | 3000 | 1000 | 1923.8151 | 5923.8151 | 185.8998
4 | 111 | 10 | 9936.4608 | 3662.1915 | 1400.5418 | 14999.194 | 5873.7081 | 1314.3589 | 2829.6937 | 10017.7607 | 3000 | 1000 | 1709.9944 | 5709.9944 | -728.561
4 | 111 | 11 | 9985.1227 | 3649.4526 | 1399.0674 | 15033.6427 | 6532.4642 | 1343.519 | 3424.4131 | 11300.3963 | 3000 | 1000 | 1379.498 | 5379.498 | -1646.2517
4 | 111 | 12 | 9950.2945 | 3624.1663 | 1392.9532 | 14967.4141 | 6756.903 | 1548.0902 | 3638.3492 | 11943.3423 | 2989.8183 | 1000 | 1474.6768 | 5464.4951 | -2440.4233
4 | 111 | 13 | 10003.9985 | 3610.805 | 1398.5342 | 15013.3377 | 6999.012 | 1663.7165 | 3651.0344 | 12313.7628 | 2968.0298 | 992.1262 | 1469.0067 | 5429.1627 | -2729.5879
4 | 111 | 14 | 10165.114 | 3652.935 | 1426.2516 | 15244.3006 | 7128.8879 | 1798.7471 | 3853.7022 | 12781.3371 | 2992.6013 | 1000 | 1683.9521 | 5676.5535 | -3213.5899
4 | 111 | 15 | 10399.4804 | 3734.2377 | 1456.2333 | 15589.9514 | 7301.9261 | 1927.6686 | 4104.5368 | 13334.1314 | 3000 | 1000 | 1615.4198 | 5615.4198 | -3359.5999
4 | 111 | 16 | 10502.7931 | 3784.9224 | 1475.865 | 15763.5805 | 7406.2455 | 1979.6155 | 4203.8773 | 13589.7383 | 3000 | 1000 | 1592.1189 | 5592.1189 | -3418.2767
4 | 111 | 17 | 10506.3452 | 3808.1575 | 1468.489 | 15782.9917 | 7164.0615 | 1829.7167 | 4093.8892 | 13087.6674 | 2872.0176 | 964.2966 | 1624.7811 | 5461.0953 | -2765.771
4 | 111 | 18 | 10234.3232 | 3757.7586 | 1430.0602 | 15422.1419 | 7613.8742 | 2074.1174 | 3915.2299 | 13603.2215 | 1953.6399 | 681.8259 | 953.8967 | 3589.3625 | -1770.442
4 | 111 | 19 | 9636.6089 | 3540.6091 | 1366.468 | 14543.686 | 8903.7343 | 2720.5954 | 4105.7527 | 15730.0824 | 503.7163 | 196.1989 | 249.0915 | 949.0066 | -2135.403
4 | 111 | 20 | 8859.7103 | 3243.5185 | 1297.8353 | 13401.0641 | 9979.3305 | 3065.1055 | 4055.7746 | 17100.2106 | 0 | 0 | 0 | 0 | -3699.1465
4 | 111 | 21 | 8138.6075 | 2969.0891 | 1239.2536 | 12346.9503 | 9751.4017 | 2517.7703 | 4238.9475 | 16508.1195 | 0 | 0 | 0 | 0 | -4161.1692
4 | 111 | 22 | 7602.8262 | 2779.0477 | 1196.2321 | 11578.1059 | 8851.8265 | 2983.1316 | 4153.716 | 15988.674 | 0 | 0 | 0 | 0 | -4410.5681
4 | 111 | 23 | 7299.097 | 2666.0971 | 1174.2836 | 11139.4778 | 8426.0417 | 2913.8217 | 4037.9019 | 15377.7653 | 0 | 0 | 0 | 0 | -4238.2875
4 | 111 | 24 | 7129.7844 | 2599.8949 | 1168.3396 | 10898.019 | 7390.1904 | 2379.8388 | 3789.3288 | 13559.358 | 0 | 0 | 0 | 0 | -2661.339
4 | 112 | 1 | 7073.3701 | 2580.674 | 1167.1375 | 10821.1816 | 6774.4742 | 2389.5335 | 3557.5432 | 12721.5509 | 0 | 0 | 0 | 0 | -1900.3693
4 | 112 | 2 | 7233.3496 | 2626.6284 | 1179.8881 | 11039.8662 | 6205.9106 | 2231.2017 | 3033.8289 | 11470.9411 | 0 | 0 | 0 | 0 | -431.075
4 | 112 | 3 | 7771.6277 | 2821.5246 | 1234.0499 | 11827.2023 | 5720.7577 | 2118.989 | 2946.3198 | 10786.0664 | 0 | 0 | 0 | 0 | 1041.1359
4 | 112 | 4 | 8757.7243 | 3190.2799 | 1318.6396 | 13266.6439 | 5467.4648 | 2023.7002 | 2960.108 | 10451.273 | 0 | 0 | 0 | 0 | 2815.3708
4 | 112 | 5 | 9535.8589 | 3441.6632 | 1376.3133 | 14353.8354 | 5748.4519 | 1817.1406 | 2976.1593 | 10541.7518 | 0 | 0 | 0 | 0 | 3812.0836
4 | 112 | 6 | 9866.9289 | 3512.088 | 1420.2179 | 14799.2348 | 5934.3557 | 1650.6693 | 2983.7028 | 10568.7278 | 0 | 0 | 0 | 0 | 4230.5071
4 | 112 | 7 | 9879.1029 | 3498.3022 | 1440.4171 | 14817.8223 | 5745.8612 | 1564.1007 | 2496.3732 | 9806.3352 | 1216.1548 | 364.5681 | 957.0457 | 2537.7686 | 2473.7185
4 | 112 | 8 | 9690.414 | 3499.4517 | 1440.3868 | 14630.2525 | 3730.3057 | 911.5307 | 1543.336 | 6185.1724 | 2812.1839 | 926.7266 | 1865.848 | 5604.7585 | 2840.3217
4 | 112 | 9 | 9501.85 | 3462.1564 | 1427.2623 | 14391.2687 | 3033.134 | 525.7676 | 1388.7088 | 4947.6104 | 3000 | 1000 | 2000 | 6000 | 3443.6584
4 | 112 | 10 | 9385.7026 | 3369.8586 | 1413.587 | 14169.1482 | 3186.4969 | 495.6962 | 1557.2618 | 5239.4549 | 3000 | 1000 | 2000 | 6000 | 2929.6933
4 | 112 | 11 | 9331.6095 | 3342.4504 | 1403.7054 | 14077.7653 | 3585.8001 | 490.8857 | 1886.6802 | 5963.366 | 3000 | 1000 | 1977.2702 | 5977.2702 | 2137.129
4 | 112 | 12 | 9210.7765 | 3318.1526 | 1391.7095 | 13920.6387 | 3771.4938 | 492.0611 | 2316.8007 | 6580.3556 | 2988.4269 | 1000 | 1941.9836 | 5930.4105 | 1409.8726
4 | 112 | 13 | 9198.7581 | 3323.3001 | 1391.3058 | 13913.3639 | 3767.3775 | 579.5512 | 2524.6738 | 6871.6024 | 2962.4639 | 993.5177 | 1922.6486 | 5878.6302 | 1163.1312
4 | 112 | 14 | 9353.1758 | 3378.8048 | 1404.6362 | 14136.6168 | 3779.8598 | 598.3363 | 2787.6309 | 7165.8271 | 2995.3843 | 1000 | 1955.7734 | 5951.1577 | 1019.632
4 | 112 | 15 | 9617.7679 | 3467.6577 | 1418.0125 | 14503.4381 | 3604.948 | 644.0781 | 2729.876 | 6978.9021 | 3000 | 1000 | 1978.6409 | 5978.6409 | 1545.8951
4 | 112 | 16 | 9813.3882 | 3541.7026 | 1443.0122 | 14798.1029 | 3089.7829 | 599.4518 | 2805.2697 | 6494.5043 | 3000 | 1000 | 1981.3822 | 5981.3822 | 2322.2163
4 | 112 | 17 | 9973.163 | 3601.7006 | 1438.5612 | 15013.4248 | 2946.4585 | 653.9371 | 2738.0611 | 6338.4567 | 2874.8005 | 967.0796 | 1845.4133 | 5687.2934 | 2987.6747
4 | 112 | 18 | 10027.7685 | 3659.3814 | 1415.8684 | 15103.0183 | 3447.3361 | 630.7924 | 2844.5406 | 6922.669 | 1985.644 | 695.7407 | 1197.8925 | 3879.2772 | 4301.0721
4 | 112 | 19 | 9520.0434 | 3481.7636 | 1364.9414 | 14366.7484 | 5126.1796 | 989.9274 | 3445.3309 | 9561.4378 | 542.6777 | 211.5052 | 265.5809 | 1019.7638 | 3785.5467
4 | 112 | 20 | 8756.8852 | 3195.7651 | 1290.6609 | 13243.3111 | 5754.7562 | 803.7952 | 3340.5905 | 9899.1419 | 0 | 0 | 0 | 0 | 3344.1692
4 | 112 | 21 | 8040.3405 | 2920.3986 | 1232.6891 | 12193.4282 | 5623.8754 | 998.586 | 2847.7435 | 9470.2048 | 0 | 0 | 0 | 0 | 2723.2234
4 | 112 | 22 | 7506.9262 | 2724.1513 | 1191.5787 | 11422.6562 | 4937.2414 | 922.5169 | 2655.8427 | 8515.601 | 0 | 0 | 0 | 0 | 2907.0552
4 | 112 | 23 | 7216.3619 | 2618.0503 | 1171.1321 | 11005.5443 | 4826.3863 | 1022.8103 | 2503.8754 | 8353.0719 | 0 | 0 | 0 | 0 | 2652.4724
4 | 112 | 24 | 7060.9695 | 2560.1014 | 1160.1154 | 10781.1863 | 4433.6326 | 922.5609 | 2349.0067 | 7705.2003 | 0 | 0 | 0 | 0 | 3075.986
4 | 113 | 1 | 7010.076 | 2543.6298 | 1159.891 | 10713.5968 | 4451.7455 | 1039.8582 | 1920.8914 | 7412.4951 | 0 | 0 | 0 | 0 | 3301.1017
4 | 113 | 2 | 7168.4055 | 2598.6048 | 1178.642 | 10945.6523 | 4536.4843 | 1211.3058 | 1364.9178 | 7112.7078 | 0 | 0 | 0 | 0 | 3832.9445
4 | 113 | 3 | 7681.5877 | 2791.0819 | 1234.3568 | 11707.0264 | 3220.7414 | 1361.4116 | 1083.021 | 5665.174 | 0 | 0 | 0 | 0 | 6041.8524
4 | 113 | 4 | 8536.6288 | 3121.9932 | 1316.0382 | 12974.6603 | 1909.6655 | 1231.8874 | 901.6971 | 4043.25 | 0 | 0 | 0 | 0 | 8931.4103
4 | 113 | 5 | 9096.7259 | 3355.8734 | 1364.2237 | 13816.8229 | 1277.9493 | 941.853 | 907.6839 | 3127.4861 | 0 | 0 | 0 | 0 | 10689.3368
4 | 113 | 6 | 9237.119 | 3438.5949 | 1384.8728 | 14060.5868 | 657.6449 | 725.1165 | 923.2914 | 2306.0528 | 0 | 0 | 1.3706 | 1.3706 | 11753.1634
4 | 113 | 7 | 9272.9387 | 3478.0412 | 1392.3205 | 14143.3004 | 415.888 | 675.7448 | 880.284 | 1971.9168 | 1195.2825 | 423.0103 | 965.4779 | 2583.7708 | 9587.6128
4 | 113 | 8 | 9458.5988 | 3588.7675 | 1386.177 | 14433.5433 | 134.7331 | 210.4085 | 652.2528 | 997.3944 | 2813.5754 | 930.9011 | 1883.6247 | 5628.1012 | 7808.0477
4 | 113 | 9 | 9649.9986 | 3594.0394 | 1374.5573 | 14618.5953 | 17.9982 | 42.4393 | 532.8714 | 593.3089 | 3000 | 1000 | 2000 | 6000 | 8025.2864
4 | 113 | 10 | 9667.421 | 3588.7387 | 1370.8946 | 14627.0543 | 3.5205 | 4.3173 | 462.5115 | 470.3492 | 3000 | 1000 | 2000 | 6000 | 8156.705
4 | 113 | 11 | 9710.2484 | 3587.6819 | 1373.5432 | 14671.4736 | 0 | 0 | 496.8984 | 496.8984 | 3000 | 1000 | 1971.7876 | 5971.7876 | 8202.7876
4 | 113 | 12 | 9651.4248 | 3559.2909 | 1368.7721 | 14579.4878 | 1.3828 | 0 | 590.8963 | 592.2791 | 2974.5121 | 996.3007 | 1925.3691 | 5896.1819 | 8091.0268
4 | 113 | 13 | 9722.0669 | 3544.8347 | 1371.1543 | 14638.056 | 9.1267 | 0 | 660.0146 | 669.1413 | 2942.9832 | 987.9518 | 1904.6428 | 5835.5777 | 8133.3369
4 | 113 | 14 | 9790.2814 | 3583.6463 | 1392.6933 | 14766.621 | 10.2329 | 0 | 644.5666 | 654.7996 | 2968.9461 | 994.9092 | 1936.4177 | 5900.2729 | 8211.5485
4 | 113 | 15 | 9924.6209 | 3647.8411 | 1408.9137 | 14981.3756 | 6.6376 | 14.0713 | 568.9018 | 589.6107 | 3000 | 1000 | 1966.3051 | 5966.3051 | 8425.4598
4 | 113 | 16 | 9987.3814 | 3694.2915 | 1422.6015 | 15104.2745 | 119.0592 | 125.7164 | 453.2191 | 697.9947 | 3000 | 1000 | 1970.417 | 5970.417 | 8435.8628
4 | 113 | 17 | 9990.8191 | 3687.5103 | 1420.4224 | 15098.7518 | 185.7023 | 279.9157 | 480.7154 | 946.3335 | 2874.8005 | 974.037 | 1841.3639 | 5690.2014 | 8462.217
4 | 113 | 18 | 9801.161 | 3642.0586 | 1393.7278 | 14836.9474 | 377.5847 | 380.9603 | 618.0132 | 1376.5582 | 2005.1247 | 702.6981 | 1222.835 | 3930.6577 | 9529.7315
4 | 113 | 19 | 9339.1385 | 3469.3783 | 1343.7855 | 14152.3024 | 1186.2478 | 1641.4347 | 818.963 | 3646.6455 | 552.4181 | 215.6796 | 293.2022 | 1061.2999 | 9444.3569
4 | 113 | 20 | 8679.7138 | 3232.6462 | 1285.2771 | 13197.6371 | 3384.5881 | 2561.9671 | 1079.5327 | 7026.0878 | 0 | 0 | 0 | 0 | 6171.5493
4 | 113 | 21 | 8035.6634 | 2977.733 | 1230.448 | 12243.8444 | 5721.8608 | 2413.9318 | 1795.4502 | 9931.2428 | 0 | 0 | 0 | 0 | 2312.6016
4 | 113 | 22 | 7498.1874 | 2782.6735 | 1184.0192 | 11464.8801 | 6787.8763 | 1979.9985 | 2424.2809 | 11192.1557 | 0 | 0 | 0 | 0 | 272.7244
4 | 113 | 23 | 7185.5348 | 2661.7426 | 1154.7863 | 11002.0637 | 8451.2834 | 1752.2637 | 3005.6567 | 13209.2038 | 0 | 0 | 0 | 0 | -2207.1402
4 | 113 | 24 | 6999.5795 | 2588.9429 | 1151.0572 | 10739.5796 | 8824.5435 | 1704.329 | 4112.8602 | 14641.7327 | 0 | 0 | 0 | 0 | -3902.1532
4 | 114 | 1 | 6906.2503 | 2557.4712 | 1148.7522 | 10612.4737 | 8715.4467 | 1476.4032 | 4132.7341 | 14324.584 | 0 | 0 | 0 | 0 | -3712.1103
4 | 114 | 2 | 6930.5323 | 2565.3595 | 1156.022 | 10651.9138 | 8533.2349 | 1328.6456 | 4058.8554 | 13920.7359 | 0 | 0 | 0 | 0 | -3268.8221
4 | 114 | 3 | 7125.3489 | 2636.0338 | 1175.484 | 10936.8667 | 8239.0776 | 1233.2792 | 3930.1707 | 13402.5276 | 0 | 0 | 0 | 0 | -2465.6609
4 | 114 | 4 | 7468.8809 | 2748.7049 | 1219.5063 | 11437.0921 | 7798.8408 | 1242.8738 | 3650.2386 | 12691.9532 | 0 | 0 | 0 | 0 | -1254.8611
4 | 114 | 5 | 7893.9159 | 2928.9308 | 1279.6647 | 12102.5114 | 7490.11 | 1343.4133 | 3481.509 | 12315.0324 | 0 | 0 | 0 | 0 | -212.521
4 | 114 | 6 | 8277.8892 | 3078.1219 | 1328.3119 | 12684.323 | 7405.8709 | 1334.8843 | 3412.2784 | 12153.0336 | 0 | 0 | 15.0771 | 15.0771 | 516.2123
4 | 114 | 7 | 8423.2299 | 3141.2872 | 1358.2157 | 12922.7329 | 7242.1564 | 1359.6615 | 3283.4835 | 11885.3013 | 1275.9884 | 269.9474 | 923.7543 | 2469.6902 | -1432.2587
4 | 114 | 8 | 8376.9206 | 3098.7925 | 1365.3582 | 12841.0713 | 5986.209 | 666.4955 | 2844.1204 | 9496.8248 | 2506.058 | 900.2885 | 1739.186 | 5145.5325 | -1801.286
4 | 114 | 9 | 8279.1112 | 3046.8223 | 1361.0777 | 12687.0112 | 4338.1017 | 253.9581 | 2060.7455 | 6652.8053 | 2882.6743 | 1000 | 1851.4376 | 5734.1119 | 300.094
4 | 114 | 10 | 8204.4708 | 3015.9967 | 1341.7289 | 12562.1964 | 3398.2069 | 402.5358 | 1963.1941 | 5763.9368 | 2943.4243 | 1000 | 1841.5764 | 5785.0007 | 1013.2589
4 | 114 | 11 | 8089.3761 | 2985.7758 | 1323.3903 | 12398.5422 | 2755.1154 | 502.2143 | 1901.7887 | 5159.1184 | 2897.5055 | 1000 | 1911.9127 | 5809.4182 | 1430.0056
4 | 114 | 12 | 8059.066 | 2960.0469 | 1308.806 | 12327.919 | 2375.0222 | 650.2918 | 1784.1762 | 4809.4902 | 2903.5465 | 994.9092 | 1565.8225 | 5464.2782 | 2054.1506
4 | 114 | 13 | 8170.2668 | 2968.6298 | 1308.4432 | 12447.3398 | 2518.9226 | 890.2615 | 1859.3692 | 5268.5533 | 2924.8939 | 857.1525 | 1834.594 | 5616.6404 | 1562.146
4 | 114 | 14 | 8434.8596 | 3042.1174 | 1321.5446 | 12798.5216 | 3069.5862 | 1084.9704 | 1742.2458 | 5896.8024 | 2802.4435 | 805.6677 | 1787.0381 | 5395.1493 | 1506.5699
4 | 114 | 15 | 8755.2105 | 3152.1031 | 1339.8791 | 13247.1926 | 3700.0763 | 1149.6085 | 1617.1752 | 6466.86 | 2785.7457 | 1000 | 1821.0166 | 5606.7623 | 1173.5703
4 | 114 | 16 | 8911.5851 | 3218.1445 | 1343.2096 | 13472.9392 | 4073.947 | 1260.8055 | 2049.9636 | 7384.7161 | 2258.3743 | 795.9274 | 1703.5492 | 4757.8509 | 1330.3722
4 | 114 | 17 | 9039.0752 | 3259.9781 | 1346.6473 | 13645.7006 | 4853.0346 | 1314.576 | 2810.3259 | 8977.9365 | 1892.4147 | 246.2922 | 1356.2252 | 3494.9321 | 1172.832
4 | 114 | 18 | 9162.3076 | 3328.6035 | 1344.8869 | 13835.798 | 7121.2626 | 1389.6627 | 3735.318 | 12246.2432 | 987.9518 | 175.3267 | 854.8008 | 2018.0792 | -428.5245
4 | 114 | 19 | 8804.8953 | 3215.044 | 1300.5695 | 13320.5088 | 8952.8128 | 1367.0196 | 4117.997 | 14437.8293 | 228.203 | 44.5274 | 251.416 | 524.1464 | -1641.4669
4 | 114 | 20 | 8287.8523 | 3034.9693 | 1248.6733 | 12571.4949 | 9857.6062 | 1393.4465 | 4122.7438 | 15373.7965 | 0 | 0 | 0 | 0 | -2802.3016
4 | 114 | 21 | 7717.013 | 2833.3645 | 1204.6509 | 11755.0285 | 9926.93 | 2219.0879 | 4104.3346 | 16250.3525 | 0 | 0 | 0 | 0 | -4495.324
4 | 114 | 22 | 7250.071 | 2666.6501 | 1172.6571 | 11089.3782 | 10066.4987 | 2022.4575 | 4036.1519 | 16125.1081 | 0 | 0 | 0 | 0 | -5035.73
4 | 114 | 23 | 6942.7284 | 2549.8947 | 1149.9929 | 10642.6159 | 10104.808 | 2019.6091 | 4002.3333 | 16126.7504 | 0 | 0 | 0 | 0 | -5484.1344
4 | 114 | 24 | 6749.5726 | 2480.4387 | 1147.8074 | 10377.8187 | 9722.5348 | 2058.8635 | 3932.8159 | 15714.2142 | 0 | 0 | 0 | 0 | -5336.3955
4 | 115 | 1 | 6647.6079 | 2439.842 | 1140.1598 | 10227.6098 | 8849.8349 | 1638.9234 | 3886.2143 | 14374.9726 | 0 | 0 | 0 | 0 | -4147.3628
4 | 115 | 2 | 6651.6402 | 2433.1918 | 1143.5777 | 10228.4098 | 8573.4999 | 1637.0488 | 4026.815 | 14237.3637 | 0 | 0 | 0 | 0 | -4008.954
4 | 115 | 3 | 6747.4724 | 2474.002 | 1157.5353 | 10379.0096 | 7791.7819 | 1688.9962 | 4032.9957 | 13513.7738 | 0 | 0 | 0 | 0 | -3134.7642
4 | 115 | 4 | 6975.159 | 2554.5248 | 1190.7028 | 10720.3867 | 6814.6972 | 1539.8392 | 3999.8557 | 12354.3921 | 0 | 0 | 0 | 0 | -1634.0054
4 | 115 | 5 | 7391.0705 | 2709.1729 | 1244.7539 | 11344.9973 | 6013.0476 | 1348.7531 | 3860.0111 | 11221.8119 | 0 | 0 | 0 | 0 | 123.1855
4 | 115 | 6 | 8011.1334 | 2936.1693 | 1302.7551 | 12250.0579 | 5521.2441 | 2035.2561 | 3767.4012 | 11323.9015 | 0 | 0 | 1.3706 | 1.3706 | 924.7857
4 | 115 | 7 | 8526.1905 | 3118.7009 | 1341.7086 | 12986.5999 | 5213.7088 | 2649.6941 | 3401.1326 | 11264.5356 | 32.0041 | 2.783 | 99.0615 | 133.8486 | 1588.2158
4 | 115 | 8 | 8857.5517 | 3211.569 | 1352.0343 | 13421.1549 | 5571.8579 | 2967.9232 | 2873.3221 | 11413.1032 | 165.5863 | 36.1785 | 251.4786 | 453.2434 | 1554.8083
4 | 115 | 9 | 8968.702 | 3223.0991 | 1350.7037 | 13542.5048 | 4679.9135 | 3037.476 | 2440.1973 | 10157.5868 | 275.5133 | 144.7141 | 302.3383 | 722.5657 | 2662.3523
4 | 115 | 10 | 8913.6356 | 3183.5397 | 1350.344 | 13447.5193 | 5239.0384 | 3232.4704 | 1688.9839 | 10160.4928 | 506.4992 | 126.6248 | 558.2993 | 1191.4234 | 2095.6032
4 | 115 | 11 | 8822.9315 | 3130.9017 | 1356.0753 | 13309.9085 | 6350.335 | 3333.011 | 1228.7903 | 10912.1363 | 592.7711 | 222.637 | 513.6469 | 1329.055 | 1068.7173
4 | 115 | 12 | 8665.8419 | 3110.1917 | 1360.6799 | 13136.7136 | 7092.0512 | 3368.2028 | 1208.6722 | 11668.9262 | 580.2477 | 172.5437 | 282.4408 | 1035.2323 | 432.5552
4 | 115 | 13 | 8647.2872 | 3120.4179 | 1367.9434 | 13135.6485 | 7984.3821 | 3340.9967 | 1507.6816 | 12833.0603 | 546.8522 | 148.8885 | 311.2081 | 1006.9488 | -704.3607
4 | 115 | 14 | 8816.515 | 3205.6895 | 1391.8847 | 13414.0892 | 8779.8875 | 3334.6062 | 1200.2357 | 13314.7294 | 349.2618 | 122.4504 | 454.6675 | 926.3796 | -827.0199
4 | 115 | 15 | 9128.1756 | 3323.6365 | 1413.4919 | 13865.304 | 8734.7266 | 3074.6851 | 2391.0233 | 14200.435 | 237.9433 | 98.7952 | 219.287 | 556.0255 | -891.1565
4 | 115 | 16 | 9335.8109 | 3404.9564 | 1415.181 | 14155.9483 | 8729.4438 | 3001.4613 | 2573.9758 | 14304.8809 | 129.4078 | 87.6633 | 84.1511 | 301.2222 | -450.1548
4 | 115 | 17 | 9489.548 | 3476.5059 | 1413.4668 | 14379.5208 | 8922.3228 | 2853.9972 | 2764.8049 | 14541.1249 | 84.8804 | 59.8337 | 24.88 | 169.594 | -331.1982
4 | 115 | 18 | 9543.5326 | 3521.0115 | 1385.1664 | 14449.7105 | 7891.5408 | 3317.7527 | 3622.1621 | 14831.4555 | 15.3063 | 27.8296 | 9.6987 | 52.8346 | -434.5797
4 | 115 | 19 | 9061.1477 | 3365.8848 | 1318.7703 | 13745.8028 | 7366.2968 | 2712.9622 | 3933.3653 | 14012.6243 | 0 | 2.783 | 0 | 2.783 | -269.6045
4 | 115 | 20 | 8408.9563 | 3127.7494 | 1260.1629 | 12796.8685 | 6264.9058 | 2613.6186 | 4126.4557 | 13004.9801 | 0 | 0 | 0 | 0 | -208.1116
4 | 115 | 21 | 7795.5861 | 2889.777 | 1215.1103 | 11900.4734 | 5153.6387 | 1437.8215 | 4181.4694 | 10772.9297 | 0 | 0 | 0 | 0 | 1127.5438
4 | 115 | 22 | 7378.4193 | 2728.3879 | 1185.808 | 11292.6152 | 4748.5336 | 735.1951 | 4227.5233 | 9711.252 | 0 | 0 | 0 | 0 | 1581.3632
4 | 115 | 23 | 7128.2375 | 2640.5252 | 1168.1289 | 10936.8916 | 4019.2365 | 660.2355 | 3703.0671 | 8382.5391 | 0 | 0 | 0 | 0 | 2554.3525
4 | 115 | 24 | 7014.129 | 2593.2567 | 1161.8694 | 10769.255 | 2739.9293 | 567.2698 | 3504.338 | 6811.5372 | 0 | 0 | 0 | 0 | 3957.7179
4 | 116 | 1 | 7013.489 | 2584.6828 | 1166.147 | 10764.3187 | 2285.9384 | 365.9212 | 3519.7475 | 6171.607 | 0 | 0 | 0 | 0 | 4592.7117
4 | 116 | 2 | 7219.9834 | 2654.2609 | 1189.6669 | 11063.9111 | 2038.0868 | 319.727 | 3390.8156 | 5748.6295 | 0 | 0 | 0 | 0 | 5315.2816
4 | 116 | 3 | 7830.9046 | 2866.544 | 1244.0037 | 11941.4523 | 1380.2923 | 202.6761 | 3286.5054 | 4869.4738 | 0 | 0 | 0 | 0 | 7071.9785
4 | 116 | 4 | 8804.6822 | 3235.4598 | 1330.78 | 13370.922 | 1485.3408 | 502.7595 | 3286.9109 | 5275.0112 | 0 | 0 | 0 | 0 | 8095.9108
4 | 116 | 5 | 9485.6864 | 3494.3106 | 1389.7279 | 14369.725 | 1855.9819 | 935.675 | 3298.714 | 6090.3708 | 0 | 0 | 0 | 0 | 8279.3542
4 | 116 | 6 | 9712.2217 | 3580.8377 | 1418.0071 | 14711.0664 | 2572.9377 | 1529.6261 | 2824.5687 | 6927.1325 | 0 | 0 | 0 | 0 | 7783.9339
4 | 116 | 7 | 9799.9844 | 3613.2216 | 1430.7347 | 14843.9406 | 3449.7992 | 1793.7377 | 2340.8427 | 7584.3796 | 41.7444 | 311.6918 | 15.0979 | 368.5342 | 6891.0268
4 | 116 | 8 | 9849.4597 | 3625.2983 | 1416.8524 | 14891.6104 | 4529.6708 | 2220.628 | 1559.7934 | 8310.0922 | 169.7607 | 98.7952 | 49.4891 | 318.045 | 6263.4732
4 | 116 | 9 | 9792.4403 | 3585.7269 | 1411.3208 | 14789.4879 | 6421.1032 | 1486.9941 | 1105.3896 | 9013.4869 | 399.3552 | 150.28 | 67.495 | 617.1302 | 5158.8709
4 | 116 | 10 | 9701.3229 | 3516.9896 | 1403.8214 | 14622.134 | 6817.7071 | 968.7774 | 995.1564 | 8781.6408 | 815.4081 | 697.1322 | 184.9583 | 1697.4986 | 4142.9946
4 | 116 | 11 | 9663.6873 | 3512.9021 | 1401.4626 | 14578.0521 | 8280.6044 | 1327.0535 | 533.3423 | 10141.0002 | 2138.7069 | 320.0407 | 509.2151 | 2967.9628 | 1469.089
4 | 116 | 12 | 9624.7551 | 3525.2805 | 1383.1321 | 14533.1677 | 9262.2761 | 1501.553 | 573.1062 | 11336.9353 | 1838.1469 | 452.2314 | 708.4679 | 2998.8462 | 197.3862
4 | 116 | 13 | 9689.7633 | 3520.9043 | 1378.8748 | 14589.5424 | 9515.5141 | 2426.8334 | 555.0316 | 12497.379 | 2062.1754 | 610.8603 | 613.5346 | 3286.5704 | -1194.407
4 | 116 | 14 | 9803.7253 | 3562.8823 | 1392.4137 | 14759.0213 | 9281.4311 | 2762.2558 | 1130.2442 | 13173.9311 | 1884.0658 | 653.9963 | 720.6742 | 3258.7362 | -1673.646
4 | 116 | 15 | 10082.3942 | 3660.8383 | 1419.1344 | 15162.3669 | 10002.7522 | 3212.4365 | 2360.0688 | 15575.2575 | 2298.7272 | 932.2926 | 804.751 | 4035.7708 | -4448.6614
4 | 116 | 16 | 10325.3275 | 3747.5771 | 1442.6292 | 15515.5337 | 10395.0863 | 3127.8953 | 3400.7947 | 16923.7763 | 2606.2446 | 861.327 | 679.3926 | 4146.9642 | -5555.2068
4 | 116 | 17 | 10454.9182 | 3798.3406 | 1452.6181 | 15705.8769 | 9811.5842 | 3132.8091 | 3351.6112 | 16296.0045 | 2034.3458 | 929.5095 | 516.6473 | 3480.5026 | -4070.6302
4 | 116 | 18 | 10332.7705 | 3830.4019 | 1440.3809 | 15603.5532 | 9058.4037 | 3200.4007 | 3496.5441 | 15755.3485 | 1621.0758 | 691.5663 | 291.4193 | 2604.0614 | -2755.8567
4 | 116 | 19 | 9735.8092 | 3629.5135 | 1379.6331 | 14744.9558 | 9919.7803 | 2889.0599 | 4219.1636 | 17028.0037 | 603.9029 | 222.637 | 201.7231 | 1028.2631 | -3311.311
4 | 116 | 20 | 8933.5673 | 3328.8366 | 1309.1802 | 13571.5841 | 10202.8584 | 2673.2357 | 4250.1135 | 17126.2076 | 0 | 0 | 0 | 0 | -3554.6235
4 | 116 | 21 | 8204.6334 | 3047.4454 | 1249.8161 | 12501.8949 | 9459.3524 | 2934.6484 | 4238.9579 | 16632.9587 | 0 | 0 | 0 | 0 | -4131.0639
4 | 116 | 22 | 7688.8019 | 2870.9075 | 1212.5074 | 11772.2168 | 8780.1254 | 2150.8082 | 4126.696 | 15057.6296 | 0 | 0 | 0 | 0 | -3285.4128
4 | 116 | 23 | 7406.966 | 2780.6104 | 1190.6261 | 11378.2025 | 7946.8544 | 1887.6402 | 4031.5019 | 13865.9966 | 0 | 0 | 0 | 0 | -2487.7941
4 | 116 | 24 | 7254.9674 | 2725.8754 | 1189.975 | 11170.8177 | 7544.2405 | 1891.1659 | 3548.5517 | 12983.9582 | 0 | 0 | 0 | 0 | -1813.1404
4 | 117 | 1 | 7229.0098 | 2706.5451 | 1191.5144 | 11127.0693 | 8180.5486 | 1601.6217 | 3354.5669 | 13136.7373 | 0 | 0 | 0 | 0 | -2009.6679
4 | 117 | 2 | 7400.6349 | 2760.7788 | 1210.518 | 11371.9318 | 7238.7619 | 1263.9458 | 2862.0352 | 11364.7428 | 0 | 0 | 0 | 0 | 7.189
4 | 117 | 3 | 7990.78 | 2956.7456 | 1267.1469 | 12214.6725 | 3847.3962 | 712.7266 | 2685.0561 | 7245.1789 | 0 | 0 | 0 | 0 | 4969.4936
4 | 117 | 4 | 8917.0853 | 3308.792 | 1351.729 | 13577.6062 | 2236.2218 | 383.6317 | 2700.2783 | 5320.1317 | 0 | 0 | 0 | 0 | 8257.4745
4 | 117 | 5 | 9416.4995 | 3524.8928 | 1402.6561 | 14344.0483 | 1693.5269 | 181.5278 | 2871.4781 | 4746.5328 | 0 | 0 | 0 | 0 | 9597.5155
4 | 117 | 6 | 9467.6417 | 3533.8664 | 1426.3723 | 14427.8803 | 431.0326 | 5.2963 | 2693.9317 | 3130.2605 | 0 | 0 | 56.1965 | 56.1965 | 11241.4233
4 | 117 | 7 | 9416.1982 | 3478.3063 | 1414.9185 | 14309.423 | 54.37 | 7.5643 | 1978.1223 | 2040.0566 | 1038.0451 | 69.5741 | 743.1534 | 1850.7726 | 10418.5937
4 | 117 | 8 | 9307.4221 | 3422.9619 | 1404.2659 | 14134.65 | 167.7313 | 47.49 | 878.1695 | 1093.3908 | 1710.1306 | 507.8907 | 762.5672 | 2980.5885 | 10060.6707
4 | 117 | 9 | 9255.9698 | 3370.8662 | 1394.2218 | 14021.0578 | 132.3833 | 1.3496 | 473.6385 | 607.3715 | 1860.4106 | 538.5033 | 1066.4102 | 3465.3241 | 9948.3623
4 | 117 | 10 | 9222.857 | 3309.7409 | 1382.7408 | 13915.3387 | 112.0438 | 24.8865 | 195.2632 | 332.1936 | 1246.7673 | 306.1259 | 1179.3612 | 2732.2544 | 10850.8907
4 | 117 | 11 | 9056.0078 | 3309.4799 | 1374.7373 | 13740.225 | 348.4005 | 90.9014 | 116.2156 | 555.5174 | 1154.9296 | 90.4463 | 1677.2315 | 2922.6074 | 10262.1001
4 | 117 | 12 | 8844.3606 | 3306.6413 | 1362.9534 | 13513.9553 | 594.7936 | 300.8965 | 153.5803 | 1049.2704 | 662.3451 | 148.8885 | 1248.9516 | 2060.1852 | 10404.4996
4 | 117 | 13 | 8942.7092 | 3343.1717 | 1362.2053 | 13648.0862 | 1015.5107 | 127.6228 | 283.0992 | 1426.2327 | 544.0692 | 129.4078 | 725.3813 | 1398.8582 | 10822.9953
4 | 117 | 14 | 9215.3097 | 3421.8459 | 1376.2722 | 14013.4278 | 1070.1399 | 504.5546 | 603.9768 | 2178.6713 | 385.4403 | 86.2718 | 562.8026 | 1034.5148 | 10800.2418
4 | 117 | 15 | 9601.061 | 3533.9779 | 1399.7153 | 14534.7541 | 1484.7946 | 519.8933 | 1161.4693 | 3166.1573 | 205.9392 | 153.063 | 287.4859 | 646.4881 | 10722.1088
4 | 117 | 16 | 9855.6466 | 3617.8938 | 1425.674 | 14899.2144 | 920.1801 | 559.9843 | 1675.6758 | 3155.8402 | 133.5822 | 94.6207 | 162.6529 | 390.8559 | 11352.5183
4 | 117 | 17 | 10095.7839 | 3670.5962 | 1435.2413 | 15201.6213 | 636.254 | 551.3008 | 1741.8108 | 2929.3657 | 115.493 | 109.927 | 51.1306 | 276.5506 | 11995.7051
4 | 117 | 18 | 10117.9394 | 3712.3677 | 1429.1916 | 15259.4988 | 1502.0055 | 442.2152 | 1436.8979 | 3381.1185 | 375.7 | 148.8885 | 15.1813 | 539.7698 | 11338.6105
4 | 117 | 19 | 9535.2965 | 3513.1323 | 1372.9908 | 14421.4195 | 2044.3971 | 271.5092 | 2257.5532 | 4573.4594 | 274.1218 | 185.067 | 0 | 459.1889 | 9388.7713
4 | 117 | 20 | 8722.5231 | 3202.9851 | 1295.8474 | 13221.3556 | 2136.2824 | 164.8498 | 2321.8862 | 4623.0184 | 0 | 0 | 0 | 0 | 8598.3372
4 | 117 | 21 | 7969.7599 | 2906.9771 | 1234.7252 | 12111.4623 | 2022.361 | 84.3176 | 1986.5541 | 4093.2328 | 0 | 0 | 0 | 0 | 8018.2295
4 | 117 | 22 | 7464.3184 | 2704.3442 | 1192.6274 | 11361.2899 | 1681.8886 | 2.9228 | 1480.0469 | 3164.8582 | 0 | 0 | 0 | 0 | 8196.4317
4 | 117 | 23 | 7167.9629 | 2591.7489 | 1168.3612 | 10928.073 | 1439.7232 | 0 | 1236.9985 | 2676.7217 | 0 | 0 | 0 | 0 | 8251.3514
4 | 117 | 24 | 6993.7886 | 2525.7913 | 1162.4041 | 10681.984 | 1037.6614 | 32.9732 | 1069.4419 | 2140.0765 | 0 | 0 | 0 | 0 | 8541.9075
4 | 118 | 1 | 6950.4834 | 2500.3399 | 1169.6723 | 10620.4956 | 700.561 | 181.0593 | 872.1212 | 1753.7415 | 0 | 0 | 0 | 0 | 8866.7541
4 | 118 | 2 | 7101.6846 | 2545.0547 | 1188.198 | 10834.9372 | 629.9889 | 351.6064 | 577.8842 | 1559.4796 | 0 | 0 | 0 | 0 | 9275.4576
4 | 118 | 3 | 7623.4756 | 2728.3135 | 1244.6258 | 11596.4149 | 946.4018 | 507.3381 | 407.5915 | 1861.3314 | 0 | 0 | 0 | 0 | 9735.0835
4 | 118 | 4 | 8551.8085 | 3068.8055 | 1324.0117 | 12944.6257 | 1237.2085 | 561.7399 | 206.0938 | 2005.0422 | 0 | 0 | 0 | 0 | 10939.5835
4 | 118 | 5 | 9141.3932 | 3314.0361 | 1363.2042 | 13818.6335 | 1634.0579 | 609.9426 | 95.9245 | 2339.925 | 0 | 0 | 0 | 0 | 11478.7085
4 | 118 | 6 | 9359.8215 | 3410.6281 | 1389.4375 | 14159.8871 | 2328.2362 | 539.0659 | 50.7978 | 2918.0999 | 0 | 0 | 27.4129 | 27.4129 | 11214.3743
4 | 118 | 7 | 9451.789 | 3457.4133 | 1400.4736 | 14309.6759 | 2465.5698 | 322.6094 | 30.4687 | 2818.648 | 858.544 | 301.9515 | 313.9956 | 1474.491 | 10016.5369
4 | 118 | 8 | 9474.7451 | 3503.1505 | 1401.7895 | 14379.6852 | 1913.2592 | 170.9857 | 19.4552 | 2103.7001 | 750.0085 | 808.4506 | 117.5258 | 1675.9849 | 10600.0001
4 | 118 | 9 | 9521.91 | 3539.3498 | 1397.6887 | 14458.9485 | 1885.5112 | 188.1871 | 20.2752 | 2093.9735 | 2105.3113 | 942.0329 | 253.3284 | 3300.6726 | 9064.3024
4 | 118 | 10 | 9593.6646 | 3569.183 | 1394.8783 | 14557.7259 | 2048.8373 | 270.8025 | 66.3648 | 2386.0047 | 2291.7699 | 972.6455 | 359.9308 | 3624.3462 | 8547.3751
4 | 118 | 11 | 9773.928 | 3631.0041 | 1396.2873 | 14801.2194 | 2420.6763 | 300.521 | 150.6758 | 2871.873 | 2493.5346 | 980.9944 | 639.7019 | 4114.2309 | 7815.1155
4 | 118 | 12 | 9926.1413 | 3684.3121 | 1388.4991 | 14998.9524 | 2476.4863 | 348.0825 | 233.0228 | 3057.5916 | 2546.4109 | 961.5136 | 829.3764 | 4337.3009 | 7604.0598
4 | 118 | 13 | 10192.9079 | 3756.9883 | 1399.4092 | 15349.3053 | 2889.9902 | 527.5662 | 285.3853 | 3702.9417 | 2589.5469 | 958.7307 | 1001.545 | 4549.8226 | 7096.541
4 | 118 | 14 | 10498.7188 | 3869.2264 | 1412.5625 | 15780.5077 | 2604.9537 | 638.71 | 373.5982 | 3617.2618 | 2582.5895 | 962.9051 | 1183.387 | 4728.8815 | 7434.3643
4 | 118 | 15 | 10741.2449 | 3948.4017 | 1424.9109 | 16114.5575 | 2602.9439 | 889.6798 | 393.2943 | 3885.918 | 2596.5043 | 983.7774 | 1365.8495 | 4946.1312 | 7282.5083
4 | 118 | 16 | 10843.8525 | 3977.3225 | 1437.1062 | 16258.2812 | 4461.1779 | 1030.7322 | 460.801 | 5952.7111 | 2515.7984 | 975.4284 | 1385.555 | 4876.7817 | 5428.7883
4 | 118 | 17 | 10916.9791 | 3971.4581 | 1444.742 | 16333.1792 | 5811.0946 | 1211.182 | 563.3335 | 7585.6102 | 2539.4535 | 908.6373 | 1767.9905 | 5216.0813 | 3531.4877
4 | 118 | 18 | 10938.6687 | 4020.7441 | 1440.7084 | 16400.1212 | 5354.4602 | 1405.0626 | 808.8143 | 7568.3371 | 1555.6762 | 662.3452 | 1186.7606 | 3404.7819 | 5427.0021
4 | 118 | 19 | 10329.2645 | 3824.717 | 1382.5163 | 15536.4978 | 4861.4682 | 1714.3804 | 1033.2757 | 7609.1244 | 538.5033 | 211.5052 | 326.2643 | 1076.2728 | 6851.1006
4 | 118 | 20 | 9406.5558 | 3490.1392 | 1303.8642 | 14200.5591 | 5320.8033 | 2347.1685 | 1857.2272 | 9525.199 | 0 | 0 | 0 | 0 | 4675.3602
4 | 118 | 21 | 8573.1706 | 3160.9421 | 1242.5152 | 12976.6279 | 5833.1687 | 1240.3172 | 2087.1885 | 9160.6744 | 0 | 0 | 0 | 0 | 3815.9535
4 | 118 | 22 | 7982.3213 | 2925.1711 | 1201.3092 | 12108.8016 | 5078.1645 | 600.8172 | 1808.0019 | 7486.9836 | 0 | 0 | 0 | 0 | 4621.818
4 | 118 | 23 | 7595.3354 | 2788.68 | 1173.1578 | 11557.1732 | 3157.9631 | 296.2464 | 958.7546 | 4412.9642 | 0 | 0 | 0 | 0 | 7144.2091
4 | 118 | 24 | 7365.226 | 2694.0447 | 1165.9615 | 11225.2321 | 2422.0607 | 105.8725 | 558.9013 | 3086.8345 | 0 | 0 | 0 | 0 | 8138.3976
4 | 119 | 1 | 7264.7003 | 2642.1425 | 1166.6077 | 11073.4505 | 1133.4167 | 267.2274 | 424.7869 | 1825.431 | 0 | 0 | 0 | 0 | 9248.0195
4 | 119 | 2 | 7373.2537 | 2662.2203 | 1182.2861 | 11217.7601 | 1331.7966 | 481.0807 | 213.7848 | 2026.6621 | 0 | 0 | 0 | 0 | 9191.0979
4 | 119 | 3 | 7878.073 | 2827.0296 | 1231.1506 | 11936.2531 | 1049.8627 | 472.7458 | 117.8502 | 1640.4586 | 0 | 0 | 0 | 0 | 10295.7945
4 | 119 | 4 | 8802.3069 | 3140.0479 | 1308.0009 | 13250.3557 | 1098.1496 | 797.2462 | 198.1678 | 2093.5635 | 0 | 0 | 0 | 0 | 11156.7922
4 | 119 | 5 | 9496.1115 | 3428.9088 | 1370.3599 | 14295.3802 | 1181.3918 | 765.9171 | 429.2224 | 2376.5313 | 0 | 0 | 0 | 0 | 11918.8489
4 | 119 | 6 | 9831.184 | 3580.5313 | 1401.9917 | 14813.7071 | 1083.6518 | 1356.9222 | 749.0882 | 3189.6621 | 0 | 0 | 113.7636 | 113.7636 | 11510.2814
4 | 119 | 7 | 10030.0204 | 3703.5065 | 1414.7821 | 15148.309 | 1230.0744 | 1227.2924 | 1315.1734 | 3772.5402 | 26.4381 | 6.9574 | 540.0968 | 573.4924 | 10802.2764
4 | 119 | 8 | 10381.4603 | 3849.6426 | 1428.068 | 15659.1709 | 1607.5927 | 919.1406 | 1445.6413 | 3972.3746 | 90.4463 | 30.6126 | 719.6559 | 840.7148 | 10846.0814
4 | 119 | 9 | 10721.824 | 3963.4107 | 1424.0777 | 16109.3124 | 1627.9536 | 915.2803 | 1475.2424 | 4018.4762 | 118.2759 | 34.787 | 410.6564 | 563.7194 | 11527.1168
4 | 119 | 10 | 10998.5736 | 4070.6543 | 1415.8686 | 16485.0964 | 1857.4669 | 599.7707 | 1598.1135 | 4055.351 | 224.0285 | 335.347 | 494.2658 | 1053.6413 | 11376.1041
4 | 119 | 11 | 11219.1751 | 4206.4285 | 1402.9333 | 16828.5368 | 2312.9573 | 536.6307 | 1488.029 | 4337.617 | 333.9555 | 105.7526 | 1005.7666 | 1445.4747 | 11045.4451
4 | 119 | 12 | 11245.207 | 4311.8058 | 1394.2225 | 16951.2353 | 3296.3635 | 580.154 | 1541.2408 | 5417.7583 | 1096.4874 | 211.5052 | 1008.9455 | 2316.938 | 9216.539
4 | 119 | 13 | 11239.0272 | 4408.1294 | 1393.9529 | 17041.1095 | 3661.7938 | 720.6855 | 1539.4341 | 5921.9134 | 903.0714 | 413.27 | 764.8039 | 2081.1453 | 9038.0508
4 | 119 | 14 | 11302.9707 | 4469.4854 | 1409.4404 | 17181.8966 | 4999.7115 | 1278.6085 | 1182.1985 | 7460.5185 | 1312.167 | 801.4932 | 515.601 | 2629.2612 | 7092.1169
4 | 119 | 15 | 11390.1182 | 4477.4441 | 1429.3956 | 17296.9579 | 5664.9805 | 1234.8603 | 970.278 | 7870.1189 | 1001.8666 | 722.1788 | 641.6677 | 2365.7132 | 7061.1258
4 | 119 | 16 | 11465.0269 | 4438.6942 | 1435.3585 | 17339.0796 | 7560.3668 | 1902.8604 | 1219.3801 | 10682.6074 | 1427.66 | 384.0489 | 567.9935 | 2379.7023 | 4276.7699
4 | 119 | 17 | 11552.4236 | 4419.331 | 1438.8595 | 17410.6141 | 8293.9777 | 3000.6811 | 1822.7513 | 13117.4101 | 755.5744 | 217.0711 | 129.4241 | 1102.0696 | 3191.1345
4 | 119 | 18 | 11442.1371 | 4353.2434 | 1406.8916 | 17202.2721 | 7961.6455 | 3200.6333 | 2827.8174 | 13990.0962 | 512.0652 | 58.4422 | 38.8365 | 609.3439 | 2602.8321
4 | 119 | 19 | 10841.8074 | 4155.2888 | 1343.1053 | 16340.2014 | 7479.4002 | 3002.4835 | 3227.6095 | 13709.4931 | 242.1178 | 0 | 0 | 242.1178 | 2388.5905
4 | 119 | 20 | 9952.2692 | 3799.0992 | 1271.3855 | 15022.7538 | 8092.6839 | 2852.223 | 2630.0896 | 13574.9965 | 0 | 0 | 0 | 0 | 1447.7573
4 | 119 | 21 | 9109.0367 | 3463.5052 | 1215.3463 | 13787.8882 | 7648.183 | 2882.0671 | 2748.6678 | 13278.9179 | 0 | 0 | 0 | 0 | 508.9703
4 | 119 | 22 | 8509.2963 | 3207.1661 | 1172.7661 | 12889.2284 | 7394.6134 | 2899.4511 | 2819.5239 | 13113.5884 | 0 | 0 | 0 | 0 | -224.3599
4 | 119 | 23 | 8113.1481 | 3040.3957 | 1157.7862 | 12311.33 | 7299.5474 | 2678.297 | 2462.5365 | 12440.3809 | 0 | 0 | 0 | 0 | -129.0508
4 | 119 | 24 | 7870.4951 | 2928.065 | 1151.1332 | 11949.6933 | 7212.2926 | 2395.4235 | 2555.09 | 12162.8061 | 0 | 0 | 0 | 0 | -213.1128
4 | 120 | 1 | 7756.5168 | 2868.5041 | 1150.9365 | 11775.9574 | 6583.0371 | 2016.3644 | 2385.5584 | 10984.9599 | 0 | 0 | 0 | 0 | 790.9975
4 | 120 | 2 | 7841.2134 | 2880.7799 | 1163.3503 | 11885.3436 | 5949.9014 | 1731.6887 | 1759.7372 | 9441.3273 | 0 | 0 | 0 | 0 | 2444.0163
4 | 120 | 3 | 8323.3967 | 3051.442 | 1213.6485 | 12588.4872 | 5035.2441 | 1741.3994 | 2186.8298 | 8963.4733 | 0 | 0 | 0 | 0 | 3625.0139
4 | 120 | 4 | 9260.4025 | 3392.9706 | 1294.3143 | 13947.6873 | 4102.763 | 1933.4983 | 1813.3345 | 7849.5958 | 0 | 0 | 0 | 0 | 6098.0915
4 | 120 | 5 | 10040.2535 | 3688.0961 | 1355.4561 | 15083.8057 | 3992.5808 | 2080.1356 | 1763.7841 | 7836.5005 | 0 | 0 | 0 | 0 | 7247.3052
4 | 120 | 6 | 10431.0314 | 3871.8624 | 1397.9672 | 15700.8611 | 3699.899 | 1813.1782 | 1446.7409 | 6959.8181 | 0 | 0 | 9.5945 | 9.5945 | 8731.4484
4 | 120 | 7 | 10596.8105 | 3993.0274 | 1415.9604 | 16005.7983 | 2547.8014 | 1597.5334 | 1403.0533 | 5548.3881 | 214.2881 | 4.1744 | 367.0802 | 585.5428 | 9871.8674
4 | 120 | 8 | 10677.1065 | 4058.7545 | 1406.6385 | 16142.4995 | 1451.6055 | 1255.5237 | 942.0402 | 3649.1694 | 562.1585 | 75.14 | 746.2535 | 1383.552 | 11109.7782
4 | 120 | 9 | 10773.717 | 4055.2683 | 1394.8295 | 16223.8148 | 1126.1692 | 1174.8534 | 703.9754 | 3004.9979 | 411.8785 | 150.28 | 343.5827 | 905.7412 | 12313.0757
4 | 120 | 10 | 10758.1675 | 4051.4763 | 1393.7641 | 16203.4079 | 826.4799 | 863.2023 | 423.4744 | 2113.1566 | 624.7752 | 230.9859 | 584.8788 | 1440.6399 | 12649.6114
4 | 120 | 11 | 10740.0083 | 4042.6617 | 1396.3745 | 16179.0446 | 586.2519 | 851.1598 | 355.33 | 1792.7417 | 918.3777 | 535.7203 | 865.0947 | 2319.1927 | 12067.1101
4 | 120 | 12 | 10857.1615 | 4111.8064 | 1386.7919 | 16355.7597 | 701.3445 | 823.3126 | 411.0076 | 1935.6648 | 844.6292 | 452.2314 | 707.4451 | 2004.3058 | 12415.7892
4 | 120 | 13 | 11092.3509 | 4211.4087 | 1385.0257 | 16688.7853 | 1122.6726 | 738.6479 | 479.8744 | 2341.1949 | 887.7651 | 381.2659 | 654.6775 | 1923.7086 | 12423.8818
4 | 120 | 14 | 11263.0058 | 4254.6818 | 1394.4366 | 16912.1241 | 1419.686 | 899.1999 | 405.5982 | 2724.484 | 854.3696 | 268.5559 | 867.3703 | 1990.2958 | 12197.3443
4 | 120 | 15 | 11322.7293 | 4235.5997 | 1402.7265 | 16961.0554 | 1722.2174 | 1251.3857 | 381.9428 | 3355.5459 | 667.9111 | 97.4037 | 445.3438 | 1210.6586 | 12394.851
4 | 120 | 16 | 11294.3335 | 4164.124 | 1418.5016 | 16876.9591 | 2118.5701 | 1508.4236 | 430.9445 | 4057.9382 | 443.8826 | 218.4626 | 302.1925 | 964.5376 | 11854.4832
4 | 120 | 17 | 11182.7818 | 4094.5881 | 1422.626 | 16699.996 | 3638.839 | 2264.1844 | 678.5889 | 6581.6122 | 630.3411 | 62.6167 | 466.0792 | 1159.037 | 8959.3467
4 | 120 | 18 | 11073.498 | 4060.8975 | 1403.5817 | 16537.9772 | 3928.3638 | 2576.8264 | 764.5605 | 7269.7507 | 519.0226 | 185.067 | 37.3408 | 741.4304 | 8526.796
4 | 120 | 19 | 10513.825 | 3870.7113 | 1353.0326 | 15737.5689 | 5517.5724 | 2655.8523 | 1133.7138 | 9307.1386 | 41.7444 | 27.8296 | 12.5233 | 82.0974 | 6348.3329
4 | 120 | 20 | 9710.1444 | 3600.1819 | 1296.1593 | 14606.4857 | 7162.0615 | 3102.0813 | 1502.6074 | 11766.7502 | 0 | 0 | 0 | 0 | 2839.7355
4 | 120 | 21 | 8900.638 | 3319.5728 | 1236.9193 | 13457.1301 | 9113.1807 | 2695.3526 | 718.7163 | 12527.2496 | 0 | 0 | 0 | 0 | 929.8805
4 | 120 | 22 | 8290.6744 | 3072.2856 | 1192.4928 | 12555.4529 | 9108.4679 | 2942.8352 | 319.1733 | 12370.4763 | 0 | 0 | 0 | 0 | 184.9765
4 | 120 | 23 | 7811.4742 | 2891.3159 | 1160.378 | 11863.168 | 9151.123 | 3042.0841 | 171.8896 | 12365.0967 | 0 | 0 | 0 | 0 | -501.9286
4 | 120 | 24 | 7467.0355 | 2755.1766 | 1152.7603 | 11374.9724 | 8716.3205 | 2906.9225 | 56.8812 | 11680.1242 | 0 | 0 | 0 | 0 | -305.1518
5 | 121 | 1 | 7240.5504 | 2665.2624 | 1147.5951 | 11053.4079 | 8295.2465 | 2689.0307 | 9.9435 | 10994.2207 | 0 | 0 | 0 | 0 | 59.1872
5 | 121 | 2 | 7125.7548 | 2620.2332 | 1144.0853 | 10890.0733 | 7766.6458 | 2621.0718 | 19.9936 | 10407.7111 | 0 | 0 | 0 | 0 | 482.3622
5 | 121 | 3 | 7166.197 | 2648.9015 | 1155.8994 | 10970.9979 | 7844.151 | 2506.4114 | 45.5736 | 10396.136 | 0 | 0 | 0 | 0 | 574.862
5 | 121 | 4 | 7397.8537 | 2720.3221 | 1193.4175 | 11311.5933 | 7417.8216 | 2545.7639 | 61.2471 | 10024.8326 | 0 | 0 | 0 | 0 | 1286.7608
5 | 121 | 5 | 7825.542 | 2888.4415 | 1252.059 | 11966.0426 | 7488.7773 | 2437.6827 | 81.7497 | 10008.2097 | 0 | 0 | 0 | 0 | 1957.8328
5 | 121 | 6 | 8219.103 | 3064.0904 | 1291.7409 | 12574.9343 | 7072.4421 | 2073.0885 | 72.0738 | 9217.6044 | 0 | 0 | 12.3358 | 12.3358 | 3344.9941
5 | 121 | 7 | 8382.9315 | 3152.9657 | 1317.034 | 12852.9312 | 6123.6249 | 1640.6652 | 207.1078 | 7971.3978 | 1352.5199 | 25.0467 | 72.1903 | 1449.7569 | 3431.7764
5 | 121 | 8 | 8401.6422 | 3189.6186 | 1325.3172 | 12916.578 | 3638.6297 | 683.1654 | 223.806 | 4545.6011 | 2757.9161 | 427.1848 | 973.3911 | 4158.492 | 4212.4849
5 | 121 | 9 | 8413.986 | 3225.8472 | 1325.2017 | 12965.0349 | 2560.3803 | 383.3114 | 349.4964 | 3293.1881 | 2816.7996 | 809.8422 | 928.5928 | 4555.2346 | 5116.6121
5 | 121 | 10 | 8446.6242 | 3253.2383 | 1321.5279 | 13021.3904 | 2224.1434 | 288.3123 | 338.4359 | 2850.8915 | 2612.7269 | 512.0652 | 1153.5123 | 4278.3044 | 5892.1945
5 | 121 | 11 | 8504.6045 | 3229.6298 | 1321.7785 | 13056.0129 | 1864.5607 | 421.0302 | 309.8005 | 2595.3913 | 2437.8754 | 737.4851 | 1100.2985 | 4275.659 | 6184.9625
5 | 121 | 12 | 8552.0836 | 3238.3315 | 1318.8516 | 13109.2667 | 1623.1144 | 666.7661 | 298.8709 | 2588.7514 | 1790.8365 | 974.037 | 1446.0509 | 4210.9244 | 6309.591
5 | 121 | 13 | 8731.8358 | 3312.8778 | 1327.7823 | 13372.4959 | 1966.152 | 682.8272 | 483.2726 | 3132.2517 | 1246.7673 | 964.2966 | 1254.3689 | 3465.4328 | 6774.8114
5 | 121 | 14 | 9019.6275 | 3396.5444 | 1342.0147 | 13758.1867 | 2203.2128 | 877.5202 | 486.7251 | 3567.4581 | 2916.5451 | 972.6455 | 1830.3779 | 5719.5685 | 4471.1601
5 | 121 | 15 | 9277.8005 | 3452.2454 | 1354.5449 | 14084.5908 | 1894.5856 | 959.5124 | 575.2916 | 3429.3896 | 2849.7539 | 718.0044 | 1968.0258 | 5535.7842 | 5119.417
5 | 121 | 16 | 9366.1384 | 3436.9842 | 1347.0919 | 14150.2145 | 2443.8056 | 951.6417 | 538.1853 | 3933.6326 | 2923.5024 | 939.25 | 1974.9416 | 5837.694 | 4378.8879
5 | 121 | 17 | 9397.7758 | 3421.9642 | 1344.4028 | 14164.1428 | 3015.1178 | 1025.2534 | 530.2304 | 4570.6017 | 2411.4372 | 908.6373 | 1560.0554 | 4880.13 | 4713.4112
5 | 121 | 18 | 9506.3025 | 3448.2919 | 1350.4722 | 14305.0666 | 3696.5536 | 1011.1532 | 716.7293 | 5424.4361 | 1328.8647 | 655.3877 | 872.6772 | 2856.9296 | 6023.7009
5 | 121 | 19 | 9129.3886 | 3336.0676 | 1311.7289 | 13777.1852 | 4422.514 | 985.3651 | 963.9124 | 6371.7916 | 381.2659 | 96.0122 | 287.9234 | 765.2015 | 6640.1921
5 | 121 | 20 | 8563.3894 | 3133.8234 | 1261.1972 | 12958.4101 | 6077.8283 | 1131.0326 | 1309.4889 | 8518.3497 | 0 | 0 | 0 | 0 | 4440.0604
5 | 121 | 21 | 7967.5759 | 2919.9183 | 1218.355 | 12105.8493 | 6665.6896 | 1307.6064 | 1692.5454 | 9665.8414 | 0 | 0 | 0 | 0 | 2440.0078
5 | 121 | 22 | 7453.6517 | 2727.635 | 1179.1618 | 11360.4485 | 7101.3143 | 1496.6989 | 1657.0605 | 10255.0737 | 0 | 0 | 0 | 0 | 1105.3748
5 | 121 | 23 | 7123.7596 | 2592.3576 | 1149.5241 | 10865.6413 | 7823.9597 | 2267.7223 | 1503.077 | 11594.759 | 0 | 0 | 0 | 0 | -729.1177
5 | 121 | 24 | 6917.9721 | 2519.9184 | 1136.2987 | 10574.1892 | 8378.0702 | 2555.4508 | 1786.4657 | 12719.9866 | 0 | 0 | 0 | 0 | -2145.7975
5 | 122 | 1 | 6803.5219 | 2471.7846 | 1140.3937 | 10415.7002 | 8500.1217 | 2524.4581 | 2260.3418 | 13284.9216 | 0 | 0 | 0 | 0 | -2869.2214
5 | 122 | 2 | 6771.1758 | 2454.7552 | 1145.5795 | 10371.5105 | 8750.355 | 2664.0142 | 2873.5298 | 14287.8989 | 0 | 0 | 0 | 0 | -3916.3884
5 | 122 | 3 | 6848.9541 | 2477.0363 | 1154.2263 | 10480.2167 | 8903.0273 | 2561.0567 | 3283.8445 | 14747.9284 | 0 | 0 | 0 | 0 | -4267.7118
5 | 122 | 4 | 7028.864 | 2534.9391 | 1186.2455 | 10750.0486 | 9206.0909 | 2513.4474 | 3576.0065 | 15295.5448 | 0 | 0 | 0 | 0 | -4545.4961
5 | 122 | 5 | 7462.0348 | 2690.8355 | 1242.8813 | 11395.7516 | 9069.6442 | 2620.1068 | 3778.1488 | 15467.8998 | 0 | 0 | 0 | 0 | -4072.1482
5 | 122 | 6 | 8000.665 | 2902.5611 | 1305.4951 | 12208.7212 | 8809.2029 | 2642.1469 | 3829.0705 | 15280.4203 | 37.57 | 0 | 178.8923 | 216.4623 | -3288.1614
5 | 122 | 7 | 8461.8663 | 3091.8082 | 1346.816 | 12900.4904 | 8800.6775 | 2535.6155 | 3841.6278 | 15177.9209 | 1335.8221 | 468.9292 | 1045.2671 | 2850.0185 | -5127.4489
5 | 122 | 8 | 8729.5748 | 3200.3481 | 1363.8631 | 13293.7861 | 8497.6501 | 2097.8474 | 3666.9114 | 14262.4088 | 2366.9099 | 865.5014 | 971.1734 | 4203.5847 | -5172.2074
5 | 122 | 9 | 8849.8505 | 3240.0429 | 1374.9855 | 13464.8789 | 7368.9474 | 1299.8907 | 3245.9055 | 11914.7437 | 2735.6524 | 928.1181 | 1581.8281 | 5245.5986 | -3695.4634
5 | 122 | 10 | 8941.7891 | 3269.5232 | 1382.6485 | 13593.9609 | 6920.6621 | 954.2492 | 3612.489 | 11487.4003 | 2730.0864 | 958.7307 | 1366.1159 | 5054.9331 | -2948.3725
5 | 122 | 11 | 8926.7865 | 3262.7727 | 1365.6896 | 13555.2489 | 7218.0404 | 641.6906 | 3628.8135 | 11488.5444 | 2757.9161 | 859.9355 | 1574.4377 | 5192.2893 | -3125.5848
5 | 122 | 12 | 8921.2034 | 3266.4571 | 1366.0333 | 13553.6938 | 8126.5308 | 691.5698 | 3688.3129 | 12506.4135 | 2824.7073 | 928.1181 | 1750.6304 | 5503.4557 | -4456.1754
5 | 122 | 13 | 8980.4895 | 3247.4237 | 1375.754 | 13603.6673 | 9001.7152 | 1150.0784 | 3777.8789 | 13929.6726 | 2777.3969 | 891.9395 | 1758.7709 | 5428.1074 | -5754.1127
5 | 122 | 14 | 9174.194 | 3287.0954 | 1382.3912 | 13843.6806 | 10014.3985 | 2234.792 | 3540.7728 | 15789.9633 | 2816.3584 | 944.8159 | 1705.3782 | 5466.5525 | -7412.8352
5 | 122 | 15 | 9432.2106 | 3381.2563 | 1397.4032 | 14210.8702 | 10758.1944 | 3092.9309 | 3943.8863 | 17795.0116 | 2799.6606 | 962.9051 | 1765.4783 | 5528.044 | -9112.1855
5 | 122 | 16 | 9518.3339 | 3440.005 | 1403.5927 | 14361.9316 | 10943.1908 | 3315.0881 | 4008.7998 | 18267.0787 | 2435.0924 | 833.4973 | 1125.4611 | 4394.0508 | -8299.1979
5 | 122 | 17 | 9525.8477 | 3458.2887 | 1393.8106 | 14377.947 | 10896.743 | 3326.3239 | 3869.5754 | 18092.6422 | 1932.7677 | 691.5663 | 907.7903 | 3532.1242 | -7246.8195
5 | 122 | 18 | 9441.0277 | 3459.5368 | 1370.8679 | 14271.4324 | 10944.5219 | 3372.1818 | 4234.1534 | 18550.8571 | 1213.3717 | 555.2011 | 479.7694 | 2248.3422 | -6527.7669
5 | 122 | 19 | 8931.5279 | 3284.5845 | 1312.5315 | 13528.6439 | 10939.8098 | 3371.9774 | 4263.3913 | 18575.1785 | 424.4018 | 221.2455 | 126.6248 | 772.2722 | -5818.8067
5 | 122 | 20 | 8249.5639 | 3036.3834 | 1250.6677 | 12536.615 | 10875.7758 | 3372.254 | 4263.3913 | 18511.421 | 0 | 0 | 0 | 0 | -5974.8061
5 | 122 | 21 | 7646.5685 | 2796.0864 | 1201.6343 | 11644.2893 | 10888.2668 | 3372.254 | 4236.2822 | 18496.803 | 0 | 0 | 0 | 0 | -6852.5137
5 | 122 | 22 | 7221.0668 | 2632.4643 | 1170.5332 | 11024.0642 | 10576.9653 | 3372.254 | 4261.9162 | 18211.1354 | 0 | 0 | 0 | 0 | -7187.0712
5 | 122 | 23 | 6923.7247 | 2535.2297 | 1146.9565 | 10605.9109 | 10372.6349 | 3371.2837 | 3746.6014 | 17490.52 | 0 | 0 | 0 | 0 | -6884.6091
5 | 122 | 24 | 6787.3688 | 2472.9022 | 1138.8334 | 10399.1045 | 9804.4149 | 3113.0283 | 3127.9758 | 16045.4189 | 0 | 0 | 0 | 0 | -5646.3144
5 | 123 | 1 | 6756.1287 | 2453.6089 | 1146.5407 | 10356.2783 | 9410.0053 | 2644.4486 | 3422.4799 | 15476.9338 | 0 | 0 | 0 | 0 | -5120.6555
5 | 123 | 2 | 6927.3502 | 2509.037 | 1171.3871 | 10607.7743 | 8925.4823 | 2238.4535 | 2927.438 | 14091.3738 | 0 | 0 | 0 | 0 | -3483.5995
5 | 123 | 3 | 7467.1998 | 2693.0892 | 1224.4072 | 11384.6963 | 8956.4986 | 1923.3731 | 2360.2733 | 13240.1451 | 0 | 0 | 0 | 0 | -1855.4487
5 | 123 | 4 | 8380.4753 | 3020.9846 | 1312.1703 | 12713.6301 | 8863.4477 | 1389.481 | 1878.7108 | 12131.6395 | 0 | 0 | 0 | 0 | 581.9906
5 | 123 | 5 | 8987.814 | 3275.4247 | 1363.5974 | 13626.8361 | 8109.8115 | 1749.7144 | 1462.6198 | 11322.1457 | 0 | 0 | 0 | 0 | 2304.6904
5 | 123 | 6 | 9194.6554 | 3382.5569 | 1380.4989 | 13957.7113 | 8070.4198 | 1914.4778 | 712.4522 | 10697.3497 | 0 | 0 | 38.3781 | 38.3781 | 3221.9835
5 | 123 | 7 | 9234.573 | 3405.8645 | 1388.5968 | 14029.0342 | 7117.4697 | 2121.0216 | 296.0152 | 9534.5065 | 164.1948 | 240.7263 | 187.9034 | 592.8245 | 3901.7033
5 | 123 | 8 | 9205.9287 | 3430.2905 | 1384.8649 | 14021.0842 | 5833.7854 | 1229.2537 | 134.6598 | 7197.6989 | 972.6455 | 503.7162 | 427.375 | 1903.7368 | 4919.6485
5 | 123 | 9 | 9199.4183 | 3461.084 | 1372.9955 | 14033.4978 | 3831.5439 | 531.3959 | 51.4415 | 4414.3813 | 2133.141 | 905.8544 | 940.8897 | 3979.8851 | 5639.2314
5 | 123 | 10 | 9154.9617 | 3467.2272 | 1368.1114 | 13990.3003 | 2651.1519 | 413.7151 | 21.1468 | 3086.0137 | 2366.9099 | 933.684 | 583.1467 | 3883.7406 | 7020.5459
5 | 123 | 11 | 9150.4492 | 3515.7614 | 1365.3975 | 14031.6082 | 3585.9463 | 637.6583 | 25.4257 | 4249.0303 | 2032.9543 | 797.3189 | 759.4109 | 3589.6841 | 6192.8938
5 | 123 | 12 | 9112.9199 | 3535.5311 | 1360.7741 | 14009.2251 | 5762.0816 | 1230.8575 | 54.6785 | 7047.6176 | 1598.8121 | 890.5481 | 165.4151 | 2654.7753 | 4306.8323
5 | 123 | 13 | 9215.8022 | 3573.479 | 1360.268 | 14149.5492 | 7762.8598 | 1966.3836 | 244.7515 | 9973.9949 | 1365.0432 | 691.5663 | 305.7463 | 2362.3558 | 1813.1984
5 | 123 | 14 | 9409.4854 | 3632.3705 | 1370.7541 | 14412.61 | 9198.0638 | 2770.0336 | 920.3249 | 12888.4223 | 1486.1021 | 900.2885 | 167.4525 | 2553.843 | -1029.6554
5 | 123 | 15 | 9723.8879 | 3702.9817 | 1395.3472 | 14822.2169 | 9243.8402 | 3180.7919 | 1499.4414 | 13924.0735 | 1260.6822 | 865.5014 | 170.1104 | 2296.294 | -1398.1506
5 | 123 | 16 | 9960.2155 | 3736.3031 | 1411.9257 | 15108.4443 | 9860.6286 | 3132.9985 | 2035.9086 | 15029.5357 | 1228.6781 | 534.3289 | 643.5475 | 2406.5544 | -2327.6459
5 | 123 | 17 | 10028.0684 | 3743.4918 | 1408.2566 | 15179.8169 | 9053.7894 | 2886.7113 | 1956.3153 | 13896.816 | 904.4629 | 218.4626 | 595.1998 | 1718.1253 | -435.1244
5 | 123 | 18 | 10070.331 | 3763.0231 | 1404.8346 | 15238.1887 | 8081.8103 | 2913.1768 | 1399.9157 | 12394.9028 | 634.5155 | 300.56 | 58.3589 | 993.4344 | 1849.8516
5 | 123 | 19 | 9514.0611 | 3550.1645 | 1346.6417 | 14410.8673 | 8023.9451 | 2562.3201 | 1259.6784 | 11845.9435 | 38.9615 | 94.6207 | 54.2678 | 187.85 | 2377.0738
5 | 123 | 20 | 8673.2987 | 3231.8358 | 1275.1696 | 13180.304 | 7746.9616 | 2640.718 | 1369.4543 | 11757.1339 | 0 | 0 | 0 | 0 | 1423.1702
5 | 123 | 21 | 7910.0645 | 2930.0261 | 1210.894 | 12050.9846 | 7439.0464 | 3335.7686 | 1493.0608 | 12267.8757 | 0 | 0 | 0 | 0 | -216.8912
5 | 123 | 22 | 7397.5142 | 2723.8877 | 1172.8876 | 11294.2895 | 8561.4834 | 2594.5351 | 1212.3087 | 12368.3271 | 0 | 0 | 0 | 0 | -1074.0377
5 | 123 | 23 | 7097.7285 | 2608.4517 | 1151.7896 | 10857.9697 | 7368.4811 | 2581.5423 | 286.8277 | 10236.8512 | 0 | 0 | 0 | 0 | 621.1185
5 | 123 | 24 | 6936.9465 | 2543.2547 | 1141.4124 | 10621.6137 | 8628.7497 | 2725.0568 | 217.2844 | 11571.0909 | 0 | 0 | 0 | 0 | -949.4772
5 | 124 | 1 | 6872.4619 | 2508.6868 | 1148.9171 | 10530.0658 | 8614.4743 | 2812.8425 | 417.2707 | 11844.5875 | 0 | 0 | 0 | 0 | -1314.5217
5 | 124 | 2 | 7025.913 | 2549.5938 | 1168.4838 | 10743.9906 | 7358.495 | 2540.1856 | 527.0298 | 10425.7105 | 0 | 0 | 0 | 0 | 318.2802
5 | 124 | 3 | 7526.2966 | 2724.361 | 1223.8395 | 11474.4971 | 7053.373 | 1286.8642 | 378.7189 | 8718.9561 | 0 | 0 | 0 | 0 | 2755.541
5 | 124 | 4 | 8433.4243 | 3064.2398 | 1313.6065 | 12811.2706 | 4774.6535 | 1246.8644 | 283.1285 | 6304.6463 | 0 | 0 | 0 | 0 | 6506.6242
5 | 124 | 5 | 9015.5696 | 3314.2173 | 1361.0207 | 13690.8076 | 3318.7044 | 1064.0719 | 183.1621 | 4565.9384 | 0 | 0 | 0 | 0 | 9124.8691
5 | 124 | 6 | 9145.3869 | 3407.2344 | 1371.9097 | 13924.531 | 2766.6138 | 1015.2127 | 117.1886 | 3899.015 | 4.1744 | 0 | 4.1744 | 8.3489 | 10017.1671
5 | 124 | 7 | 9138.8653 | 3438.2287 | 1378.5993 | 13955.6933 | 2773.0324 | 710.2472 | 67.2101 | 3550.4897 | 197.5904 | 193.4159 | 108.2855 | 499.2918 | 9905.9117
5 | 124 | 8 | 9146.0397 | 3464.1926 | 1374.5947 | 13984.8269 | 1572.0964 | 253.6573 | 37.7875 | 1863.5412 | 432.7507 | 560.767 | 342.6541 | 1336.1718 | 10785.1139
5 | 124 | 9 | 9151.354 | 3475.4473 | 1367.3789 | 13994.1801 | 1454.2651 | 247.0712 | 37.8538 | 1739.19 | 509.2822 | 262.99 | 382.0858 | 1154.3579 | 11100.6322
5 | 124 | 10 | 9179.5853 | 3490.0119 | 1358.0818 | 14027.6789 | 1649.9761 | 415.5152 | 60.1445 | 2125.6358 | 759.7489 | 194.8074 | 759.96 | 1714.5162 | 10187.527
5 | 124 | 11 | 9267.127 | 3540.5728 | 1358.5918 | 14166.2916 | 1968.7137 | 1033.8293 | 148.9261 | 3151.4691 | 904.4629 | 219.8541 | 705.6134 | 1829.9303 | 9184.8921
5 | 124 | 12 | 9286.3072 | 3550.97 | 1350.5366 | 14187.8139 | 2952.919 | 1093.9698 | 158.707 | 4205.5957 | 844.6292 | 218.4626 | 529.8075 | 1592.8992 | 8389.3189
5 | 124 | 13 | 9415.8914 | 3586.733 | 1351.4301 | 14354.0546 | 5349.6665 | 1675.6515 | 376.2324 | 7401.5503 | 855.761 | 286.6452 | 847.5309 | 1989.9371 | 4962.5672
5 | 124 | 14 | 9652.4208 | 3656.4141 | 1364.1283 | 14672.9632 | 7673.1019 | 1877.6355 | 501.0863 | 10051.8237 | 1600.2035 | 680.4344 | 969.8816 | 3250.5195 | 1370.6199
5 | 124 | 15 | 9978.3245 | 3745.3576 | 1389.9703 | 15113.6523 | 9322.0255 | 2759.9779 | 986.2665 | 13068.27 | 1530.6295 | 687.3918 | 502.1536 | 2720.1749 | -674.7926
5 | 124 | 16 | 10158.1873 | 3768.4836 | 1409.6435 | 15336.3145 | 9687.0784 | 3209.0104 | 2407.7191 | 15303.8078 | 1196.674 | 448.057 | 457.1515 | 2101.8825 | -2069.3758
5 | 124 | 17 | 10190.29 | 3744.7602 | 1408.8332 | 15343.8834 | 10769.9621 | 3372.254 | 2917.1484 | 17059.3645 | 491.1929 | 356.2193 | 125.0666 | 972.4788 | -2687.9599
5 | 124 | 18 | 10212.7143 | 3780.1193 | 1404.4347 | 15397.2684 | 10956.2974 | 3372.254 | 3464.3362 | 17792.8876 | 872.4588 | 83.4889 | 463.0299 | 1418.9776 | -3814.5968
5 | 124 | 19 | 9660.3471 | 3585.4435 | 1347.6972 | 14593.4877 | 10956.2974 | 3372.254 | 3196.4603 | 17525.0117 | 169.7607 | 62.6167 | 125.2125 | 357.5899 | -3289.1139
5 | 124 | 20 | 8797.5791 | 3263.2619 | 1274.7739 | 13335.6149 | 10715.9842 | 3372.254 | 3133.1644 | 17221.4027 | 0 | 0 | 0 | 0 | -3885.7877
5 | 124 | 21 | 8009.9934 | 2950.1917 | 1214.3866 | 12174.5717 | 10671.7594 | 3372.254 | 3490.9322 | 17534.9456 | 0 | 0 | 0 | 0 | -5360.3739
5 | 124 | 22 | 7462.9224 | 2743.0908 | 1178.7305 | 11384.7437 | 10086.1563 | 3372.254 | 3515.699 | 16974.1093 | 0 | 0 | 0 | 0 | -5589.3657
5 | 124 | 23 | 7140.2747 | 2629.4861 | 1156.3681 | 10926.1289 | 9060.6349 | 3372.254 | 3577.4001 | 16010.289 | 0 | 0 | 0 | 0 | -5084.1601
5 | 124 | 24 | 6960.0599 | 2555.5451 | 1148.7009 | 10664.3059 | 8156.6747 | 3372.254 | 3474.4211 | 15003.3498 | 0 | 0 | 0 | 0 | -4339.0438
5 | 125 | 1 | 6902.1245 | 2527.6002 | 1153.1712 | 10582.8959 | 7854.6108 | 3372.254 | 3209.8372 | 14436.702 | 0 | 0 | 0 | 0 | -3853.8061
5 | 125 | 2 | 7031.2017 | 2567.0781 | 1173.8018 | 10772.0815 | 7604.8035 | 3372.254 | 3429.3994 | 14406.4569 | 0 | 0 | 0 | 0 | -3634.3754
5 | 125 | 3 | 7498.5338 | 2734.3416 | 1223.0385 | 11455.9139 | 7472.6242 | 3317.8129 | 3385.7389 | 14176.176 | 0 | 0 | 0 | 0 | -2720.2621
5 | 125 | 4 | 8402.6508 | 3063.983 | 1311.7982 | 12778.432 | 9212.2833 | 3372.254 | 3405.4824 | 15990.0197 | 0 | 0 | 0 | 0 | -3211.5877
5 | 125 | 5 | 8999.0459 | 3305.6632 | 1361.9518 | 13666.6609 | 9781.7689 | 3218.9612 | 2920.9337 | 15921.6639 | 0 | 0 | 0 | 0 | -2255.003
5 | 125 | 6 | 9188.0832 | 3400.2149 | 1382.4485 | 13970.7467 | 9803.6375 | 3372.254 | 2988.2803 | 16164.1718 | 114.1015 | 0 | 130.6697 | 244.7712 | -2438.1963
5 | 125 | 7 | 9263.5571 | 3439.8004 | 1391.9854 | 14095.343 | 9776.9648 | 2960.1577 | 3754.108 | 16491.2305 | 1241.2014 | 299.1685 | 813.2394 | 2353.6093 | -4749.4968
5 | 125 | 8 | 9294.7044 | 3473.9401 | 1393.5931 | 14162.2376 | 8563.5918 | 2890.8295 | 3434.4782 | 14888.8994 | 2237.5021 | 466.1463 | 1872.5137 | 4576.162 | -5302.8238
5 | 125 | 9 | 9325.6136 | 3515.8008 | 1387.9247 | 14229.3391 | 8165.856 | 2454.2575 | 3407.6688 | 14027.7822 | 2353.9114 | 724.9618 | 2000 | 5078.8732 | -4877.3164
5 | 125 | 10 | 9337.2867 | 3550.1148 | 1371.2659 | 14258.6673 | 8134.0666 | 2354.149 | 3405.7226 | 13893.9382 | 2470.7958 | 851.5866 | 2000 | 5322.3824 | -4957.6533
5 | 125 | 11 | 9421.7915 | 3596.6901 | 1364.8489 | 14383.3305 | 7842.3683 | 2019.3538 | 3407.6688 | 13269.3909 | 2828.4066 | 819.5825 | 1971.7876 | 5619.7767 | -4505.8372
5 | 125 | 12 | 9474.4034 | 3630.6474 | 1355.5253 | 14460.5761 | 7450.3035 | 1426.9764 | 3404.2315 | 12281.5114 | 2661.904 | 695.7407 | 1937.8508 | 5295.4955 | -3116.4308
5 | 125 | 13 | 9631.2405 | 3678.8117 | 1358.1025 | 14668.1547 | 6911.2771 | 1029.3223 | 3412.9552 | 11353.5546 | 2593.7213 | 751.4 | 1923.9777 | 5269.0989 | -1954.4987
5 | 125 | 14 | 9870.3171 | 3749.465 | 1374.0356 | 14993.8176 | 6606.7988 | 738.5817 | 3560.8585 | 10906.239 | 2663.2954 | 955.9477 | 1937.7049 | 5556.948 | -1469.3693
5 | 125 | 15 | 10052.0079 | 3811.6056 | 1399.8562 | 15263.4697 | 5642.6014 | 543.6658 | 3777.699 | 9963.9663 | 2878.9751 | 978.2114 | 1951.228 | 5808.4145 | -508.9112
5 | 125 | 16 | 10160.8863 | 3825.5637 | 1421.8394 | 15408.2895 | 4511.562 | 335.7518 | 3675.8494 | 8523.1631 | 2629.8999 | 758.3574 | 1919.5532 | 5307.8104 | 1577.3159
5 | 125 | 17 | 10186.242 | 3783.4696 | 1421.3144 | 15391.026 | 4970.8421 | 383.9764 | 3443.986 | 8798.8046 | 1708.7392 | 581.6392 | 1825.8701 | 4116.2485 | 2475.9729
5 | 125 | 18 | 10220.0291 | 3802.9154 | 1419.0895 | 15442.0339 | 4829.2315 | 512.2997 | 3150.7534 | 8492.2845 | 1152.1466 | 260.207 | 1262.3128 | 2674.6665 | 4275.083
5 | 125 | 19 | 9669.8428 | 3604.0397 | 1364.729 | 14638.6115 | 5916.1453 | 798.3014 | 2819.4957 | 9533.9424 | 303.3429 | 141.9311 | 369.9792 | 815.2532 | 4289.4159
5 | 125 | 20 | 8823.1372 | 3281.938 | 1278.8766 | 13383.9518 | 6132.3355 | 1583.2754 | 3642.4504 | 11358.0613 | 0 | 0 | 0 | 0 | 2025.8905
5 | 125 | 21 | 8049.375 | 2970.7895 | 1216.2842 | 12236.4487 | 6605.3604 | 2321.0875 | 3090.3243 | 12016.7721 | 0 | 0 | 0 | 0 | 219.6766
5 | 125 | 22 | 7477.1347 | 2758.5472 | 1174.3738 | 11410.0556 | 7778.9561 | 2415.9422 | 2761.7806 | 12956.6789 | 0 | 0 | 0 | 0 | -1546.6233
5 | 125 | 23 | 7161.9252 | 2643.6723 | 1151.7071 | 10957.3046 | 9024.027 | 2466.5562 | 2787.9142 | 14278.4975 | 0 | 0 | 0 | 0 | -3321.1928
5 | 125 | 24 | 6970.4477 | 2576.3409 | 1130.5831 | 10677.3716 | 9585.642 | 2282.8514 | 3993.8378 | 15862.3311 | 0 | 0 | 0 | 0 | -5184.9595
5 | 126 | 1 | 6919.2328 | 2549.9759 | 1131.832 | 10601.0407 | 8986.316 | 2292.2191 | 3614.8647 | 14893.3998 | 0 | 0 | 0 | 0 | -4292.359
5 | 126 | 2 | 7052.581 | 2594.7257 | 1162.6546 | 10809.9613 | 8728.1923 | 2310.3736 | 3376.618 | 14415.1839 | 0 | 0 | 0 | 0 | -3605.2226
5 | 126 | 3 | 7552.9498 | 2775.6373 | 1215.3207 | 11543.9079 | 8523.5903 | 2013.7611 | 3380.6237 | 13917.975 | 0 | 0 | 0 | 0 | -2374.0672
5 | 126 | 4 | 8461.5083 | 3106.2609 | 1304.1125 | 12871.8817 | 8009.1243 | 1266.8306 | 3436.9233 | 12712.8782 | 0 | 0 | 0 | 0 | 159.0035
5 | 126 | 5 | 9129.9113 | 3373.3739 | 1355.7006 | 13858.9859 | 7407.9981 | 850.6494 | 3101.5921 | 11360.2396 | 0 | 0 | 0 | 0 | 2498.7463
5 | 126 | 6 | 9364.4023 | 3484.2198 | 1375.6689 | 14224.2911 | 6113.2788 | 607.8183 | 2688.6055 | 9409.7025 | 11.1319 | 0 | 101.4694 | 112.6013 | 4701.9873
5 | 126 | 7 | 9359.8874 | 3494.9909 | 1386.7001 | 14241.5784 | 5327.9319 | 72.6724 | 1963.4925 | 7364.0968 | 77.923 | 1.3915 | 426.6087 | 505.9231 | 6371.5586
5 | 126 | 8 | 9257.4077 | 3497.6964 | 1381.8951 | 14136.9992 | 4320.4419 | 0.58361 | 875.3373 | 5196.3628 | 205.9393 | 16.6978 | 473.0276 | 695.6646 | 8244.9718
5 | 126 | 9 | 9270.8159 | 3511.6715 | 1369.4475 | 14151.935 | 2909.0032 | 25.2254 | 488.3 | 3422.5286 | 249.0752 | 40.353 | 429.4958 | 718.9239 | 10010.4825
5 | 126 | 10 | 9336.8935 | 3547.669 | 1358.1872 | 14242.7498 | 1430.9587 | 0 | 358.3045 | 1789.2632 | 346.4789 | 65.3996 | 698.3924 | 1110.2708 | 11343.2157
5 | 126 | 11 | 9494.6337 | 3611.5056 | 1353.7976 | 14459.9369 | 867.416 | 14.3863 | 184.0063 | 1065.8086 | 532.9374 | 130.7992 | 706.9079 | 1370.6445 | 12023.4837
5 | 126 | 12 | 9589.2102 | 3595.7253 | 1352.9985 | 14537.9339 | 532.2056 | 72.4694 | 244.3428 | 849.0178 | 637.2985 | 208.7222 | 648.6369 | 1494.6576 | 12194.2585
5 | 126 | 13 | 9745.7167 | 3544.2232 | 1359.596 | 14649.5359 | 264.8391 | 94.0096 | 368.1583 | 727.007 | 495.3674 | 182.2841 | 560.0197 | 1237.6711 | 12684.8578
5 | 126 | 14 | 9804.8719 | 3557.5836 | 1379.1415 | 14741.597 | 399.9358 | 120.6833 | 292.5759 | 813.195 | 374.3085 | 140.5396 | 389.8721 | 904.7202 | 13023.6819
5 | 126 | 15 | 10001.7978 | 3623.4585 | 1404.542 | 15029.7983 | 478.6022 | 258.6845 | 304.7739 | 1042.0607 | 237.9433 | 119.6674 | 251.9949 | 609.6057 | 13378.132
5 | 126 | 16 | 10106.4014 | 3676.4234 | 1422.0424 | 15204.8671 | 798.9576 | 640.0603 | 98.0878 | 1537.1057 | 183.6755 | 102.9696 | 166.9941 | 453.6392 | 13214.1222
5 | 126 | 17 | 10159.5488 | 3703.4325 | 1421.0077 | 15283.989 | 1284.8248 | 807.066 | 68.5014 | 2160.3921 | 116.8844 | 62.6167 | 106.2065 | 285.7076 | 12837.8893
5 | 126 | 18 | 10186.8173 | 3737.9443 | 1412.2443 | 15337.0059 | 1781.0479 | 1046.1061 | 341.758 | 3168.912 | 59.8337 | 22.2637 | 9.657 | 91.7544 | 12076.3394
5 | 126 | 19 | 9687.6467 | 3560.32 | 1364.8878 | 14612.8545 | 2351.1197 | 1183.3323 | 518.4136 | 4052.8656 | 8.3489 | 2.783 | 0 | 11.1319 | 10548.857
5 | 126 | 20 | 8878.1165 | 3259.4439 | 1292.9088 | 13430.4693 | 2489.6376 | 1856.1141 | 774.3899 | 5120.1416 | 0 | 0 | 0 | 0 | 8310.3277
5 | 126 | 21 | 8113.8895 | 2966.5478 | 1232.7378 | 12313.1751 | 3163.7239 | 1804.9334 | 1130.9372 | 6099.5945 | 0 | 0 | 0 | 0 | 6213.5806
5 | 126 | 22 | 7566.0404 | 2763.174 | 1189.4352 | 11518.6496 | 3652.6054 | 1373.6572 | 1789.8029 | 6816.0655 | 0 | 0 | 0 | 0 | 4702.584
5 | 126 | 23 | 7243.4124 | 2646.4079 | 1165.8226 | 11055.6428 | 4286.5578 | 945.1132 | 2542.4647 | 7774.1356 | 0 | 0 | 0 | 0 | 3281.5072
5 | 126 | 24 | 7071.0517 | 2576.1055 | 1156.199 | 10803.3563 | 4305.7187 | 737.5525 | 2618.1072 | 7661.3784 | 0 | 0 | 0 | 0 | 3141.9779
5 | 127 | 1 | 7001.7854 | 2547.3649 | 1156.005 | 10705.1553 | 4994.582 | 699.5345 | 3195.6516 | 8889.7681 | 0 | 0 | 0 | 0 | 1815.3872
5 | 127 | 2 | 7107.3215 | 2584.3805 | 1178.3833 | 10870.0853 | 5902.5283 | 699.6096 | 3736.4912 | 10338.6291 | 0 | 0 | 0 | 0 | 531.4562
5 | 127 | 3 | 7545.9355 | 2743.4251 | 1226.3318 | 11515.6924 | 7294.7185 | 506.6499 | 3683.7854 | 11485.1538 | 0 | 0 | 0 | 0 | 30.5386
5 | 127 | 4 | 8410.7163 | 3064.2283 | 1311.2663 | 12786.2108 | 7985.8582 | 756.6012 | 3678.3578 | 12420.8172 | 0 | 0 | 0 | 0 | 365.3937
5 | 127 | 5 | 9057.6428 | 3306.0228 | 1366.2917 | 13729.9574 | 7989.8838 | 1935.6535 | 3777.0783 | 13702.6157 | 0 | 0 | 0 | 0 | 27.3417
5 | 127 | 6 | 9274.575 | 3395.9696 | 1392.6847 | 14063.2294 | 8697.4588 | 2549.3612 | 3739.4006 | 14986.2205 | 76.5315 | 0 | 201.6978 | 278.2292 | -1201.2204
5 | 127 | 7 | 9325.863 | 3419.0599 | 1391.2454 | 14136.1682 | 7202.0921 | 2585.1399 | 2644.6355 | 12431.8675 | 681.8259 | 386.8318 | 736.6545 | 1805.3122 | -101.0114
5 | 127 | 8 | 9273.6945 | 3433.7137 | 1390.5479 | 14097.9561 | 4532.0209 | 1557.2351 | 1533.7506 | 7623.0066 | 1554.2847 | 574.6818 | 1417.9577 | 3546.9242 | 2928.0253
5 | 127 | 9 | 9085.2528 | 3420.9987 | 1377.6582 | 13883.9097 | 2826.7814 | 990.5899 | 1080.6698 | 4898.0411 | 2091.3965 | 648.4303 | 1814.6712 | 4554.498 | 4431.3706
5 | 127 | 10 | 8948.7263 | 3398.7386 | 1364.0103 | 13711.4752 | 1891.9523 | 869.5668 | 641.1497 | 3402.6687 | 2528.3217 | 805.6677 | 1870.643 | 5204.6325 | 5104.174
5 | 127 | 11 | 8970.877 | 3423.7296 | 1363.6155 | 13758.2221 | 1271.1997 | 618.3434 | 427.3016 | 2316.8447 | 2493.5346 | 787.5784 | 1900.6558 | 5181.7689 | 6259.6086
5 | 127 | 12 | 8970.3446 | 3447.6867 | 1346.3851 | 13764.4164 | 831.6263 | 378.7538 | 304.3752 | 1514.7553 | 2408.6542 | 623.3837 | 1877.9338 | 4909.9717 | 7339.6895
5 | 127 | 13 | 9113.6396 | 3497.0966 | 1351.1849 | 13961.9211 | 533.9489 | 257.6909 | 281.7775 | 1073.4173 | 2407.2628 | 681.8259 | 1890.3738 | 4979.4625 | 7909.0414
5 | 127 | 14 | 9388.3936 | 3544.4155 | 1367.8566 | 14300.6658 | 449.5508 | 129.1728 | 281.0031 | 859.7267 | 2430.918 | 336.7385 | 1707.8604 | 4475.5169 | 8965.4222
5 | 127 | 15 | 9613.3532 | 3589.6665 | 1385.6098 | 14588.6295 | 453.7281 | 33.6193 | 252.1898 | 739.5373 | 2556.1513 | 616.4262 | 1858.8698 | 5031.4472 | 8817.645
5 | 127 | 16 | 9660.8216 | 3610.0944 | 1388.5319 | 14659.4479 | 438.6166 | 34.6147 | 241.6614 | 714.8927 | 2568.6747 | 194.8074 | 1980.3408 | 4743.8229 | 9200.7323
5 | 127 | 17 | 9664.9801 | 3580.712 | 1386.5406 | 14632.2326 | 443.4498 | 94.2486 | 291.2938 | 828.9922 | 2656.338 | 218.4626 | 1844.9341 | 4719.7346 | 9083.5057
5 | 127 | 18 | 9700.3565 | 3607.0627 | 1388.7004 | 14696.1196 | 525.0546 | 237.7937 | 420.2468 | 1183.0951 | 2013.4736 | 296.3855 | 1378.3847 | 3688.2438 | 9824.7806
5 | 127 | 19 | 9285.1218 | 3460.8144 | 1346.5981 | 14092.5343 | 1355.7433 | 248.0015 | 559.1845 | 2162.9293 | 733.3107 | 72.357 | 501.3781 | 1307.0459 | 10622.5592
5 | 127 | 20 | 8616.3124 | 3213.8374 | 1289.1447 | 13119.2945 | 2629.0049 | 991.9743 | 575.1703 | 4196.1494 | 0 | 0 | 0 | 0 | 8923.1451
5 | 127 | 21 | 7916.3164 | 2939.6052 | 1229.477 | 12085.3986 | 2750.217 | 1006.7194 | 506.8374 | 4263.7738 | 0 | 0 | 0 | 0 | 7821.6248
5 | 127 | 22 | 7349.8998 | 2722.9714 | 1183.1785 | 11256.0497 | 1537.5422 | 781.9724 | 390.2788 | 2709.7934 | 0 | 0 | 0 | 0 | 8546.2563
5 | 127 | 23 | 7025.1277 | 2595.1266 | 1160.3416 | 10780.5959 | 795.4541 | 350.7299 | 463.3013 | 1609.4853 | 0 | 0 | 0 | 0 | 9171.1106
5 | 127 | 24 | 6836.8406 | 2515.2876 | 1144.8067 | 10496.9349 | 547.0839 | 179.9278 | 394.8487 | 1121.8604 | 0 | 0 | 0 | 0 | 9375.0745
5 | 128 | 1 | 6735.8069 | 2476.0821 | 1149.5178 | 10361.4068 | 317.5363 | 104.2015 | 459.6277 | 881.3655 | 0 | 0 | 0 | 0 | 9480.0413
5 | 128 | 2 | 6751.8824 | 2477.1932 | 1163.506 | 10392.5816 | 213.9429 | 34.9482 | 526.1946 | 775.0857 | 0 | 0 | 0 | 0 | 9617.4958
5 | 128 | 3 | 6891.9579 | 2521.8611 | 1177.8282 | 10591.6472 | 175.782 | 6.7213 | 551.3197 | 733.8229 | 0 | 0 | 0 | 0 | 9857.8243
5 | 128 | 4 | 7205.7018 | 2634.7578 | 1221.2982 | 11061.7578 | 187.86 | 0 | 660.1898 | 848.0498 | 0 | 0 | 0 | 0 | 10213.708
5 | 128 | 5 | 7692.5227 | 2841.2824 | 1280.8056 | 11814.6107 | 288.8772 | 0 | 864.6021 | 1153.4793 | 0 | 0 | 0 | 0 | 10661.1314
5 | 128 | 6 | 8255.9948 | 3081.2482 | 1316.19 | 12653.433 | 383.9083 | 3.4838 | 1089.8664 | 1477.2585 | 228.2029 | 2.783 | 329.5012 | 560.4871 | 10615.6874
5 | 128 | 7 | 8638.4281 | 3266.2896 | 1336.9261 | 13241.6438 | 580.5207 | 14.4457 | 1396.1071 | 1991.0735 | 1605.7695 | 473.1037 | 1206.4452 | 3285.3184 | 7965.2519
5 | 128 | 8 | 8863.0434 | 3360.9463 | 1332.1245 | 13556.1143 | 267.8488 | 0 | 1098.1347 | 1365.9835 | 2654.9466 | 851.5866 | 1814.509 | 5321.0422 | 6869.0886
5 | 128 | 9 | 8914.4929 | 3395.93 | 1325.2161 | 13635.6389 | 254.8732 | 0 | 1400.5894 | 1655.4626 | 2941.5916 | 957.3392 | 1973.4876 | 5872.4184 | 6107.7579
5 | 128 | 10 | 8921.6913 | 3395.0651 | 1322.1697 | 13638.926 | 630.2019 | 0 | 1945.2924 | 2575.4943 | 2987.5106 | 987.9518 | 1978.6409 | 5954.1032 | 5109.3285
5 | 128 | 11 | 8833.1503 | 3364.7765 | 1314.5916 | 13512.5184 | 944.6692 | 0 | 2131.8089 | 3076.4781 | 2955.5065 | 979.6029 | 1962.6474 | 5897.7568 | 4538.2835
5 | 128 | 12 | 8783.8305 | 3333.0399 | 1307.6738 | 13424.5442 | 1166.0596 | 0 | 2155.0063 | 3321.0659 | 2778.7883 | 891.9395 | 1919.8241 | 5590.552 | 4512.9263
5 | 128 | 13 | 8830.1769 | 3327.4155 | 1307.0829 | 13464.6752 | 1085.3135 | 0.13618 | 2150.7629 | 3236.2126 | 2647.9891 | 592.7711 | 1882.2957 | 5123.0558 | 5105.4067
5 | 128 | 14 | 9003.1153 | 3351.1043 | 1323.2015 | 13677.4211 | 1023.7186 | 20.8822 | 2343.4251 | 3388.0259 | 2500.4921 | 424.4018 | 1844.501 | 4769.3949 | 5520.0003
5 | 128 | 15 | 9205.2928 | 3413.4088 | 1346.261 | 13964.9626 | 768.61 | 32.8163 | 2153.8669 | 2955.2932 | 2714.7802 | 814.0166 | 1740.457 | 5269.2538 | 5740.4156
5 | 128 | 16 | 9250.1599 | 3427.365 | 1347.913 | 14025.4379 | 626.6067 | 66.4037 | 2055.3355 | 2748.346 | 2849.7539 | 985.1688 | 1922.8361 | 5757.7589 | 5519.333
5 | 128 | 17 | 9255.2749 | 3413.0299 | 1352.0374 | 14020.3421 | 766.5639 | 135.7091 | 2258.9203 | 3161.1933 | 2746.7842 | 915.5947 | 1825.9743 | 5488.3533 | 5370.7956
5 | 128 | 18 | 9218.4687 | 3406.1358 | 1361.0629 | 13985.6673 | 483.6325 | 153.5107 | 2617.4791 | 3254.6223 | 2138.7069 | 731.9192 | 1367.7321 | 4238.3582 | 6492.6868
5 | 128 | 19 | 8883.4615 | 3282.0876 | 1325.1474 | 13490.6964 | 882.3926 | 560.1857 | 3769.4285 | 5212.0069 | 788.97 | 271.3389 | 491.992 | 1552.3008 | 6726.3888
5 | 128 | 20 | 8341.6624 | 3096.7135 | 1268.9712 | 12707.3471 | 2794.3083 | 1374.6852 | 3983.6284 | 8152.6219 | 0 | 0 | 0 | 0 | 4554.7251
5 | 128 | 21 | 7750.7381 | 2881.5542 | 1216.7019 | 11848.9942 | 3315.8234 | 1130.8981 | 3970.8568 | 8417.5783 | 0 | 0 | 0 | 0 | 3431.4159
5 | 128 | 22 | 7268.2744 | 2696.5398 | 1181.5095 | 11146.3237 | 3521.426 | 747.4881 | 3046.8064 | 7315.7205 | 0 | 0 | 0 | 0 | 3830.6032
5 | 128 | 23 | 6963.8335 | 2583.4191 | 1160.2505 | 10707.5031 | 2521.6798 | 624.309 | 2914.0576 | 6060.0464 | 0 | 0 | 0 | 0 | 4647.4567
5 | 128 | 24 | 6781.379 | 2514.6116 | 1148.9096 | 10444.9002 | 2790.9745 | 566.5324 | 2633.7436 | 5991.2505 | 0 | 0 | 0 | 0 | 4453.6497
5 | 129 | 1 | 6691.7514 | 2475.0863 | 1148.8823 | 10315.7199 | 2775.8289 | 402.6392 | 2351.0772 | 5529.5453 | 0 | 0 | 0 | 0 | 4786.1746
5 | 129 | 2 | 6688.6355 | 2467.4414 | 1159.6363 | 10315.7132 | 2456.7668 | 311.6311 | 1957.7912 | 4726.1891 | 0 | 0 | 0 | 0 | 5589.5241
5 | 129 | 3 | 6778.8629 | 2492.4799 | 1171.1094 | 10442.4522 | 2120.1142 | 287.0427 | 1443.0379 | 3850.1949 | 0 | 0 | 0 | 0 | 6592.2573
5 | 129 | 4 | 7010.6072 | 2565.7068 | 1207.4735 | 10783.7875 | 1848.1587 | 278.92 | 796.7789 | 2923.8576 | 0 | 0 | 0 | 0 | 7859.9299
5 | 129 | 5 | 7430.6397 | 2730.648 | 1270.8477 | 11432.1354 | 1355.66 | 330.2917 | 297.5956 | 1983.5473 | 0 | 0 | 0 | 0 | 9448.5881
5 | 129 | 6 | 7912.5528 | 2954.2981 | 1316.8404 | 12183.6914 | 989.7597 | 385.8939 | 150.7939 | 1526.4475 | 239.3348 | 20.8722 | 258.436 | 518.643 | 10138.6009
5 | 129 | 7 | 8219.8946 | 3130.652 | 1328.1994 | 12678.746 | 566.9406 | 305.6249 | 110.873 | 983.4386 | 1561.2421 | 524.5885 | 1224.597 | 3310.4276 | 8384.8798
5 | 129 | 8 | 8340.7132 | 3210.8774 | 1322.8396 | 12874.4302 | 180.3043 | 74.7752 | 40.9833 | 296.0628 | 2695.2994 | 879.4163 | 1817.292 | 5392.0077 | 7186.3598
5 | 129 | 9 | 8287.164 | 3231.2448 | 1313.0019 | 12831.4107 | 4.7556 | 0 | 74.0971 | 78.8527 | 2944.3746 | 974.037 | 1976.2705 | 5894.6821 | 6857.8759
5 | 129 | 10 | 8130.1477 | 3233.2549 | 1307.9859 | 12671.3885 | 3.2212 | 0 | 76.697 | 79.9182 | 2981.9446 | 989.3433 | 1970.417 | 5941.7049 | 6649.7655
5 | 129 | 11 | 7921.6208 | 3224.3033 | 1299.3992 | 12445.3233 | 31.2425 | 0 | 79.7078 | 110.9503 | 2962.4639 | 985.1688 | 1943.3751 | 5891.0078 | 6443.3652
5 | 129 | 12 | 7813.2874 | 3184.3437 | 1286.8432 | 12284.4743 | 113.5432 | 1.0894 | 126.0622 | 240.6948 | 2908.1962 | 968.471 | 1902.0057 | 5778.6729 | 6265.1067
5 | 129 | 13 | 7882.7172 | 3185.964 | 1291.885 | 12360.5662 | 249.8156 | 51.1743 | 214.5857 | 515.5756 | 2856.7113 | 947.5988 | 1893.7193 | 5698.0293 | 6146.9612
5 | 129 | 14 | 8110.0179 | 3240.7926 | 1316.5647 | 12667.3752 | 340.0441 | 125.506 | 315.8172 | 781.3673 | 2917.9365 | 939.25 | 1913.0541 | 5770.2406 | 6115.7673
5 | 129 | 15 | 8466.9169 | 3315.4064 | 1346.7247 | 13129.048 | 474.4976 | 197.7963 | 416.688 | 1088.9819 | 2931.8514 | 755.5744 | 1948.4866 | 5635.9124 | 6404.1538
5 | 129 | 16 | 8785.5657 | 3373.5406 | 1360.9658 | 13520.072 | 691.3627 | 175.2031 | 639.2789 | 1505.8446 | 2674.4272 | 765.3148 | 1943.0041 | 5382.7461 | 6631.4813
5 | 129 | 17 | 9026.7807 | 3415.4697 | 1364.8771 | 13807.1276 | 1490.8911 | 507.5811 | 1230.5015 | 3228.9736 | 2332.1228 | 409.0955 | 1838.6225 | 4579.8409 | 5998.3131
5 | 129 | 18 | 9238.5882 | 3453.0271 | 1376.9274 | 14068.5426 | 3477.854 | 593.1079 | 1673.309 | 5744.2709 | 2115.0517 | 244.9007 | 1375.9976 | 3735.95 | 4588.3217
5 | 129 | 19 | 8909.0969 | 3307.6239 | 1328.1844 | 13544.9051 | 6066.7669 | 885.5036 | 2411.6626 | 9363.9331 | 418.8359 | 65.3996 | 452.8638 | 937.0993 | 3243.8727
5 | 129 | 20 | 8256.3617 | 3067.6094 | 1256.7666 | 12580.7377 | 6752.1819 | 1258.6997 | 3036.0832 | 11046.9649 | 0 | 0 | 0 | 0 | 1533.7728
5 | 129 | 21 | 7604.304 | 2830.3676 | 1201.6702 | 11636.3418 | 6600.5648 | 902.7109 | 2847.6888 | 10350.9645 | 0 | 0 | 0 | 0 | 1285.3773
5 | 129 | 22 | 7155.8297 | 2660.6291 | 1172.6394 | 10989.0982 | 4882.5507 | 509.4712 | 2625.95 | 8017.9719 | 0 | 0 | 0 | 0 | 2971.1264
5 | 129 | 23 | 6888.2669 | 2569.1719 | 1149.651 | 10607.0898 | 4513.8475 | 326.8659 | 2356.579 | 7197.2924 | 0 | 0 | 0 | 0 | 3409.7974
5 | 129 | 24 | 6751.6791 | 2514.212 | 1141.3859 | 10407.2771 | 3901.8802 | 222.9068 | 2210.1556 | 6334.9426 | 0 | 0 | 0 | 0 | 4072.3345
5 | 130 | 1 | 6736.8413 | 2503.901 | 1144.7988 | 10385.541 | 3599.1566 | 135.3487 | 1893.4072 | 5627.9125 | 0 | 0 | 0 | 0 | 4757.6285
5 | 130 | 2 | 6888.6601 | 2553.7662 | 1170.3938 | 10612.8201 | 3366.6738 | 111.9046 | 1889.6503 | 5368.2287 | 0 | 0 | 0 | 0 | 5244.5914
5 | 130 | 3 | 7414.5278 | 2741.5779 | 1228.0511 | 11384.1569 | 3089.3288 | 90.1367 | 2102.9795 | 5282.445 | 0 | 0 | 0 | 0 | 6101.7118
5 | 130 | 4 | 8385.8568 | 3095.8171 | 1318.3258 | 12799.9997 | 2959.3563 | 58.4204 | 2267.9811 | 5285.7578 | 0 | 0 | 0 | 0 | 7514.2419
5 | 130 | 5 | 9102.0471 | 3391.4216 | 1379.6236 | 13873.0923 | 2931.5487 | 42.91 | 2058.3407 | 5032.7995 | 0 | 0 | 0 | 0 | 8840.2928
5 | 130 | 6 | 9332.5857 | 3507.9623 | 1388.8577 | 14229.4057 | 3025.9472 | 26.6516 | 1944.5357 | 4997.1345 | 58.4422 | 13.9148 | 203.0639 | 275.4209 | 8956.8502
5 | 130 | 7 | 9384.0737 | 3543.7374 | 1404.3914 | 14332.2025 | 3062.784 | 13.3452 | 1658.4789 | 4734.6081 | 1049.177 | 306.1259 | 1099.8384 | 2455.1413 | 7142.4531
5 | 130 | 8 | 9406.338 | 3550.1253 | 1407.4248 | 14363.8881 | 2511.1805 | 17.9752 | 1350.4899 | 3879.6456 | 1298.2521 | 197.5904 | 1892.0153 | 3387.8577 | 7096.3848
5 | 130 | 9 | 9371.4312 | 3508.995 | 1392.8494 | 14273.2756 | 2713.4115 | 98.0719 | 1361.4293 | 4172.9127 | 2185.067 | 296.3855 | 1990.9767 | 4472.4292 | 5627.9337
5 | 130 | 10 | 9223.6498 | 3447.1098 | 1394.5241 | 14065.2838 | 3291.6154 | 305.6394 | 1452.7147 | 5049.9695 | 2354.8277 | 658.1707 | 1982.7528 | 4995.7513 | 4019.5629
5 | 130 | 11 | 9172.3096 | 3419.9526 | 1388.2006 | 13980.4628 | 4426.3747 | 716.0694 | 1565.6798 | 6708.124 | 3000 | 974.037 | 1941.6334 | 5915.6704 | 1356.6685
5 | 130 | 12 | 9223.6842 | 3412.0954 | 1375.0139 | 14010.7935 | 5843.2561 | 1619.5338 | 1606.6441 | 9069.434 | 2924.8939 | 954.5562 | 1925.4733 | 5804.9234 | -863.5639
5 | 130 | 13 | 9411.7363 | 3449.3607 | 1385.9648 | 14247.0618 | 8713.2664 | 2350.1595 | 1782.7396 | 12846.1654 | 2877.5835 | 750.0084 | 1843.0262 | 5470.6181 | -4069.7218
5 | 130 | 14 | 9700.2508 | 3539.5742 | 1401.8526 | 14641.6777 | 10085.6253 | 2953.7336 | 2128.3558 | 15167.7147 | 2607.6361 | 365.9596 | 1914.2164 | 4887.8122 | -5413.8492
5 | 130 | 15 | 10070.9772 | 3647.3467 | 1428.6202 | 15146.9441 | 10674.7052 | 3328.1685 | 2647.4818 | 16650.3556 | 1309.384 | 146.1055 | 1130.6249 | 2586.1144 | -4089.5259
5 | 130 | 16 | 10285.8498 | 3717.1639 | 1437.8004 | 15440.8141 | 10939.4766 | 3339.3236 | 3168.1673 | 17446.9674 | 786.187 | 324.2152 | 1342.3385 | 2452.7406 | -4458.8939
5 | 130 | 17 | 10321.977 | 3720.5785 | 1431.8459 | 15474.4014 | 10720.4687 | 3154.194 | 3650.8286 | 17525.4912 | 1448.5321 | 702.6981 | 806.2493 | 2957.4796 | -5008.5694
5 | 130 | 18 | 10330.5753 | 3770.114 | 1426.6864 | 15527.3757 | 10514.333 | 2771.1914 | 3978.5306 | 17264.055 | 1064.4833 | 594.1625 | 360.285 | 2018.9308 | -3755.6101
5 | 130 | 19 | 9781.3994 | 3593.9843 | 1367.3605 | 14742.7443 | 10754.8639 | 2571.7046 | 4129.3516 | 17455.92 | 587.2052 | 176.7181 | 260.9734 | 1024.8967 | -3738.0724
5 | 130 | 20 | 8896.9276 | 3281.7197 | 1289.155 | 13467.8023 | 10814.7951 | 3206.8544 | 4239.2737 | 18260.9231 | 0 | 0 | 0 | 0 | -4793.1208
5 | 130 | 21 | 8105.2744 | 2979.4739 | 1228.1769 | 12312.9252 | 10681.3393 | 2947.7051 | 4262.5502 | 17891.5946 | 0 | 0 | 0 | 0 | -5578.6694
5 | 130 | 22 | 7556.589 | 2765.3561 | 1186.1048 | 11508.0499 | 9820.1297 | 2682.7385 | 4123.926 | 16626.7942 | 0 | 0 | 0 | 0 | -5118.7443
5 | 130 | 23 | 7229.8898 | 2652.0981 | 1160.5612 | 11042.5491 | 10631.5455 | 1938.9671 | 4066.0955 | 16636.6081 | 0 | 0 | 0 | 0 | -5594.059
5 | 130 | 24 | 7055.8832 | 2583.1412 | 1144.7142 | 10783.7386 | 10368.7798 | 2108.1469 | 3975.4381 | 16452.3648 | 0 | 0 | 0 | 0 | -5668.6262
5 | 131 | 1 | 6999.9717 | 2560.941 | 1145.0454 | 10705.9581 | 10214.1618 | 2613.7557 | 3662.832 | 16490.7495 | 0 | 0 | 0 | 0 | -5784.7914
5 | 131 | 2 | 7141.92 | 2601.3691 | 1169.894 | 10913.1831 | 10184.7629 | 3372.254 | 3769.2639 | 17326.2808 | 0 | 0 | 0 | 0 | -6413.0977
5 | 131 | 3 | 7631.0926 | 2787.0386 | 1217.0673 | 11635.1985 | 9828.3487 | 3335.9479 | 4263.3658 | 17427.6624 | 0 | 0 | 0 | 0 | -5792.4639
5 | 131 | 4 | 8572.7892 | 3124.8012 | 1303.1669 | 13000.7573 | 10021.3927 | 3372.254 | 4263.3658 | 17657.0124 | 0 | 0 | 0 | 0 | -4656.2551
5 | 131 | 5 | 9321.5048 | 3402.8901 | 1374.019 | 14098.4139 | 10443.8235 | 3368.8266 | 4263.3913 | 18076.0413 | 0 | 0 | 0 | 0 | -3977.6274
5 | 131 | 6 | 9706.5322 | 3535.6379 | 1410.3015 | 14652.4716 | 10730.6781 | 3372.1938 | 4263.3913 | 18366.2632 | 370.1341 | 58.4422 | 381.9399 | 810.5162 | -4524.3077
5 | 131 | 7 | 9901.8571 | 3580.1884 | 1420.1767 | 14902.2222 | 9515.6421 | 2633.1905 | 4079.0796 | 16227.9122 | 1572.374 | 521.8055 | 1147.0491 | 3241.2286 | -4566.9186
5 | 131 | 8 | 10054.2192 | 3583.8654 | 1424.4967 | 15062.5812 | 8477.7562 | 1777.6206 | 3766.8683 | 14022.2451 | 1939.7251 | 795.9274 | 1162.7676 | 3898.4201 | -2858.084
5 | 131 | 9 | 10188.5642 | 3620.9186 | 1413.9098 | 15223.3926 | 7111.5993 | 1819.0409 | 3787.3524 | 12717.9926 | 2344.1711 | 996.3007 | 1284.5258 | 4624.9976 | -2119.5976
5 | 131 | 10 | 10267.4226 | 3703.6236 | 1411.1939 | 15382.2401 | 5690.7949 | 1458.8349 | 3831.0246 | 10980.6545 | 2755.1332 | 961.5136 | 1691.4961 | 5408.1429 | -1006.5573
5 | 131 | 11 | 10408.3052 | 3830.1953 | 1406.1106 | 15644.6112 | 4753.7678 | 970.6929 | 3739.1334 | 9463.5941 | 2608.0774 | 990.7348 | 2000 | 5598.8121 | 582.205
5 | 131 | 12 | 10672.9023 | 3943.5806 | 1406.2428 | 16022.7258 | 4131.4671 | 896.0205 | 3652.8935 | 8680.3811 | 2959.2058 | 994.9092 | 1993.718 | 5947.833 | 1394.5117
5 | 131 | 13 | 11084.3497 | 4091.5715 | 1415.2704 | 16591.1915 | 4309.0684 | 664.7433 | 3514.6341 | 8488.4458 | 2988.4269 | 989.3433 | 1990.9767 | 5968.7468 | 2133.9988
5 | 131 | 14 | 11375.2714 | 4180.7188 | 1428.3199 | 16984.3101 | 4234.0932 | 837.4392 | 3536.5232 | 8608.0556 | 3000 | 974.037 | 2000 | 5974.037 | 2402.2176
5 | 131 | 15 | 11462.7276 | 3988.6417 | 1451.4343 | 16902.8037 | 3693.6786 | 850.9248 | 3653.9353 | 8198.5386 | 2992.1262 | 844.6292 | 2000 | 5836.7554 | 2867.5096
5 | 131 | 16 | 11304.7851 | 3945.058 | 1459.732 | 16709.5751 | 3529.6736 | 791.2779 | 3681.5537 | 8002.5052 | 2792.228 | 761.1403 | 2000 | 5553.3683 | 3153.7016
5 | 131 | 17 | 10956.1011 | 3849.536 | 1433.9999 | 16239.6371 | 3299.3647 | 908.2916 | 3730.4881 | 7938.1443 | 2197.1492 | 620.6007 | 1891.6193 | 4709.3692 | 3592.1236
5 | 131 | 18 | 10591.4304 | 3752.7868 | 1415.0181 | 15759.2354 | 2943.6313 | 925.2747 | 3750.9607 | 7619.8667 | 1552.8932 | 794.5358 | 1303.8444 | 3651.2735 | 4488.0952
5 | 131 | 19 | 9953.5209 | 3564.4424 | 1363.6673 | 14881.6306 | 3288.3393 | 1302.3863 | 3861.4343 | 8452.1599 | 624.7751 | 230.9859 | 550.9089 | 1406.6699 | 5022.8007
5 | 131 | 20 | 9082.4649 | 3257.6748 | 1291.8747 | 13632.0144 | 3999.4017 | 1392.5166 | 3927.9908 | 9319.9092 | 0 | 0 | 0 | 0 | 4312.1053
5 | 131 | 21 | 8294.4374 | 2957.6616 | 1234.3303 | 12486.4294 | 4180.7599 | 1088.5853 | 3708.1485 | 8977.4938 | 0 | 0 | 0 | 0 | 3508.9356
5 | 131 | 22 | 7714.7479 | 2748.9875 | 1190.7975 | 11654.5329 | 4294.9796 | 1516.0851 | 3541.0784 | 9352.1431 | 0 | 0 | 0 | 0 | 2302.3899
5 | 131 | 23 | 7362.1575 | 2622.5553 | 1164.8498 | 11149.5626 | 3630.8267 | 1473.2268 | 3140.5452 | 8244.5987 | 0 | 0 | 0 | 0 | 2904.9639
5 | 131 | 24 | 7157.9523 | 2541.7512 | 1152.8921 | 10852.5957 | 3701.7976 | 869.8551 | 2324.2205 | 6895.8732 | 0 | 0 | 0 | 0 | 3956.7224
5 | 132 | 1 | 7070.2268 | 2507.8836 | 1149.9986 | 10728.109 | 3308.4997 | 1118.4288 | 1012.4467 | 5439.3752 | 0 | 0 | 0 | 0 | 5288.7338
5 | 132 | 2 | 7176.1946 | 2543.672 | 1180.8077 | 10900.6742 | 3001.8222 | 1116.906 | 698.7356 | 4817.4639 | 0 | 0 | 0 | 0 | 6083.2103
5 | 132 | 3 | 7631.8355 | 2704.967 | 1230.3328 | 11567.1353 | 2451.1655 | 1444.4184 | 306.4052 | 4201.9891 | 0 | 0 | 0 | 0 | 7365.1462
5 | 132 | 4 | 8497.1727 | 2996.3503 | 1317.0736 | 12810.5966 | 2290.9352 | 1544.9419 | 121.1254 | 3957.0025 | 0 | 0 | 0 | 0 | 8853.5941
5 | 132 | 5 | 9115.3218 | 3263.6313 | 1372.9719 | 13751.9249 | 2406.2125 | 1378.4328 | 77.0718 | 3861.7171 | 0 | 0 | 0 | 0 | 9890.2079
5 | 132 | 6 | 9274.522 | 3389.6614 | 1388.6427 | 14052.8261 | 2244.8872 | 1218.2159 | 63.5535 | 3526.6566 | 165.5863 | 0 | 358.889 | 524.4753 | 10001.6943
5 | 132 | 7 | 9321.3744 | 3466.7191 | 1392.1669 | 14180.2603 | 2010.5643 | 694.8721 | 46.5085 | 2751.9448 | 694.3492 | 26.4381 | 1260.7338 | 1981.5212 | 9446.7943
5 | 132 | 8 | 9306.6281 | 3504.3364 | 1388.2847 | 14199.2492 | 1121.1632 | 488.3617 | 27.5539 | 1637.0788 | 833.4973 | 26.4381 | 1776.2098 | 2636.1452 | 9926.0251
5 | 132 | 9 | 9240.2282 | 3520.1654 | 1378.0402 | 14138.4338 | 894.7673 | 331.4344 | 165.8201 | 1392.0218 | 891.9396 | 59.8337 | 1786.187 | 2737.9602 | 10008.4518
5 | 132 | 10 | 9285.1714 | 3557.9337 | 1369.3216 | 14212.4267 | 633.8128 | 93.0688 | 390.7222 | 1117.6039 | 889.1566 | 52.8763 | 1795.9274 | 2737.9603 | 10356.8625
5 | 132 | 11 | 9356.5239 | 3587.2241 | 1363.0165 | 14306.7644 | 489.6471 | 41.715 | 537.2379 | 1068.6 | 873.8503 | 121.0589 | 1662.9 | 2657.8092 | 10580.3552
5 | 132 | 12 | 9403.7807 | 3568.2877 | 1355.2547 | 14327.3231 | 377.145 | 19.422 | 837.6859 | 1234.2529 | 666.5196 | 150.28 | 1380.8669 | 2197.6665 | 10895.4038
5 | 132 | 13 | 9506.3867 | 3548.9259 | 1364.0337 | 14419.3464 | 263.3537 | 5.9128 | 1140.3884 | 1409.6549 | 523.197 | 83.4889 | 1368.4223 | 1975.1082 | 11034.5833
5 | 132 | 14 | 9644.2212 | 3570.3918 | 1390.7329 | 14605.346 | 152.0896 | 9.5497 | 1376.6859 | 1538.3252 | 552.4181 | 80.7059 | 1355.7532 | 1988.8772 | 11078.1435
5 | 132 | 15 | 9853.1124 | 3634.5402 | 1419.8625 | 14907.5151 | 113.16 | 26.3403 | 1538.1245 | 1677.6248 | 493.9759 | 79.3144 | 1267.9023 | 1841.1927 | 11388.6977
5 | 132 | 16 | 10009.6867 | 3667.3895 | 1429.9927 | 15107.0689 | 222.0013 | 91.9322 | 1526.6155 | 1840.549 | 303.3429 | 55.6593 | 1281.838 | 1640.8402 | 11625.6797
5 | 132 | 17 | 10096.9325 | 3661.7438 | 1430.4817 | 15189.158 | 347.9354 | 168.4966 | 1534.2873 | 2050.7193 | 192.0244 | 30.6126 | 1083.7313 | 1306.3683 | 11832.0704
5 | 132 | 18 | 10100.183 | 3633.3629 | 1425.7885 | 15159.3345 | 357.4146 | 263.0545 | 1816.1038 | 2436.5729 | 114.1015 | 32.0041 | 806.0899 | 952.1955 | 11770.5661
5 | 132 | 19 | 9571.3385 | 3442.331 | 1365.5345 | 14379.2041 | 447.0265 | 312.1037 | 2538.1706 | 3297.3008 | 26.4381 | 12.5233 | 229.3145 | 268.276 | 10813.6273
5 | 132 | 20 | 8755.5132 | 3160.9852 | 1289.9747 | 13206.4731 | 859.9685 | 547.9903 | 2552.844 | 3960.8028 | 0 | 0 | 0 | 0 | 9245.6702
5 | 132 | 21 | 8009.7192 | 2888.938 | 1231.8944 | 12130.5516 | 756.8047 | 878.4669 | 2115.1864 | 3750.458 | 0 | 0 | 0 | 0 | 8380.0936
5 | 132 | 22 | 7491.335 | 2694.7116 | 1193.6423 | 11379.6888 | 897.331 | 697.5683 | 1615.4394 | 3210.3387 | 0 | 0 | 0 | 0 | 8169.3501
5 | 132 | 23 | 7183.2619 | 2587.9234 | 1176.7526 | 10947.9379 | 674.554 | 385.7546 | 1495.2498 | 2555.5584 | 0 | 0 | 0 | 0 | 8392.3796
5 | 132 | 24 | 7008.916 | 2521.6211 | 1163.7053 | 10694.2423 | 792.1712 | 566.9259 | 1361.8884 | 2720.9855 | 0 | 0 | 0 | 0 | 7973.2568
5 | 133 | 1 | 6962.6119 | 2501.67 | 1170.9116 | 10635.1935 | 1131.2294 | 701.5905 | 1299.1282 | 3131.9481 | 0 | 0 | 0 | 0 | 7503.2454
5 | 133 | 2 | 7104.4159 | 2540.5338 | 1189.9282 | 10834.8778 | 1487.3493 | 911.4041 | 1306.3844 | 3705.1378 | 0 | 0 | 0 | 0 | 7129.74
5 | 133 | 3 | 7584.0099 | 2712.5242 | 1242.4801 | 11539.0142 | 2076.9963 | 943.5642 | 1380.3147 | 4400.8752 | 0 | 0 | 0 | 0 | 7138.139
5 | 133 | 4 | 8525.2522 | 3037.5199 | 1329.7711 | 12892.5433 | 2266.5653 | 837.7887 | 1054.8411 | 4159.1951 | 0 | 0 | 0 | 0 | 8733.3482
5 | 133 | 5 | 9277.5839 | 3321.0439 | 1387.8358 | 13986.4636 | 2006.9178 | 898.7803 | 989.2596 | 3894.9578 | 0 | 0 | 0 | 0 | 10091.5058
5 | 133 | 6 | 9639.4463 | 3474.1872 | 1409.5679 | 14523.2014 | 1970.8829 | 973.773 | 837.8279 | 3782.4838 | 168.3693 | 33.3956 | 280.7993 | 482.5641 | 10258.1535
5 | 133 | 7 | 9788.0342 | 3554.7012 | 1417.3077 | 14760.0431 | 1882.1148 | 798.5576 | 409.2771 | 3089.9494 | 745.834 | 72.357 | 899.9325 | 1718.1236 | 9951.9701
5 | 133 | 8 | 9821.6331 | 3567.9496 | 1412.8409 | 14802.4236 | 999.3472 | 286.3841 | 83.3597 | 1369.091 | 804.2763 | 50.0933 | 1405.4225 | 2259.7921 | 11173.5404
5 | 133 | 9 | 9833.3996 | 3559.9341 | 1408.9573 | 14802.2911 | 614.8865 | 105.4548 | 28.8981 | 749.2394 | 1057.5259 | 122.4504 | 1850.75 | 3030.7262 | 11022.3254
5 | 133 | 10 | 9780.9622 | 3552.2705 | 1402.2746 | 14735.5073 | 498.7915 | 67.3855 | 37.8937 | 604.0707 | 1257.8992 | 114.1015 | 1927.4854 | 3299.4861 | 10831.9505
5 | 133 | 11 | 9750.294 | 3560.626 | 1405.7696 | 14716.6896 | 507.8119 | 72.9526 | 61.8991 | 642.6637 | 1601.12 | 204.5478 | 1970.417 | 3776.0847 | 10297.9412
5 | 133 | 12 | 9746.8035 | 3535.8217 | 1397.8327 | 14680.4578 | 620.4887 | 57.126 | 109.9357 | 787.5505 | 1872.934 | 239.3348 | 1951.228 | 4063.4968 | 9829.4106
5 | 133 | 13 | 9899.8804 | 3582.1721 | 1406.3101 | 14888.3627 | 689.4931 | 51.2917 | 212.8114 | 953.5962 | 2191.5832 | 171.1522 | 1946.1371 | 4308.8725 | 9625.8939
5 | 133 | 14 | 10122.5513 | 3664.4345 | 1416.5981 | 15203.5838 | 809.1386 | 104.9827 | 383.4454 | 1297.5667 | 2352.5199 | 226.8115 | 1964.9344 | 4544.2658 | 9361.7514
5 | 133 | 15 | 10310.7724 | 3717.8744 | 1433.9619 | 15462.6087 | 1025.2962 | 147.737 | 760.6536 | 1933.6867 | 2221.7206 | 108.5356 | 1977.2702 | 4307.5264 | 9221.3955
5 | 133 | 16 | 10395.0806 | 3756.2387 | 1445.5604 | 15596.8796 | 1239.6854 | 131.7748 | 1056.4165 | 2427.8767 | 2288.5117 | 70.9655 | 1982.7528 | 4342.2301 | 8826.7728
5 | 133 | 17 | 10450.9049 | 3753.68 | 1438.34 | 15642.9249 | 1620.4138 | 322.6156 | 1983.3415 | 3926.371 | 2041.3032 | 45.9189 | 1877.1881 | 3964.4102 | 7752.1437
5 | 133 | 18 | 10495.8306 | 3779.4412 | 1434.8735 | 15710.1453 | 2163.1593 | 311.5296 | 3046.6092 | 5521.298 | 1589.0717 | 19.4807 | 1457.5532 | 3066.1057 | 7122.7416
5 | 133 | 19 | 10019.1726 | 3616.0661 | 1385.4958 | 15020.7345 | 3863.1183 | 526.2902 | 3659.6695 | 8049.0781 | 574.6818 | 6.9574 | 559.6745 | 1141.3137 | 5830.3426
5 | 133 | 20 | 9173.3729 | 3312.2735 | 1306.4338 | 13792.0802 | 6919.3831 | 902.4966 | 3976.3437 | 11798.2234 | 0 | 0 | 0 | 0 | 1993.8568
5 | 133 | 21 | 8369.0886 | 3010.8121 | 1243.7399 | 12623.6406 | 8189.8121 | 918.1265 | 4135.8658 | 13243.8044 | 0 | 0 | 0 | 0 | -620.1638
5 | 133 | 22 | 7780.3305 | 2795.9639 | 1197.5366 | 11773.831 | 8303.45 | 674.6081 | 4225.6993 | 13203.7574 | 0 | 0 | 0 | 0 | -1429.9265
5 | 133 | 23 | 7425.4758 | 2667.4492 | 1174.6843 | 11267.6093 | 7029.8466 | 428.146 | 4001.7056 | 11459.6982 | 0 | 0 | 0 | 0 | -192.089
5 | 133 | 24 | 7179.2592 | 2588.6515 | 1162.7875 | 10930.6981 | 6600.2267 | 268.633 | 3972.5874 | 10841.4472 | 0 | 0 | 0 | 0 | 89.2509
5 | 134 | 1 | 7055.145 | 2555.4788 | 1159.128 | 10769.7518 | 6422.4968 | 163.2951 | 4190.694 | 10776.4859 | 0 | 0 | 0 | 0 | -6.7341
5 | 134 | 2 | 7137.724 | 2578.4109 | 1177.3383 | 10893.4732 | 5725.5562 | 119.1612 | 4173.9934 | 10018.7108 | 0 | 0 | 0 | 0 | 874.7624
5 | 134 | 3 | 7524.4792 | 2719.8609 | 1219.701 | 11464.0411 | 4976.5273 | 139.5556 | 3799.9325 | 8916.0153 | 0 | 0 | 0 | 0 | 2548.0257
5 | 134 | 4 | 8358.3466 | 3015.8768 | 1308.3855 | 12682.6088 | 4369.8581 | 125.5961 | 3755.0331 | 8250.4873 | 0 | 0 | 0 | 0 | 4432.1215
5 | 134 | 5 | 8975.2807 | 3282.2312 | 1355.5029 | 13613.0148 | 3688.6898 | 114.0398 | 3695.9877 | 7498.7173 | 0 | 0 | 0 | 0 | 6114.2975
5 | 134 | 6 | 9201.43 | 3400.01 | 1384.9867 | 13986.4266 | 3160.7388 | 110.1464 | 3385.8169 | 6656.7022 | 133.5822 | 54.2678 | 13.8106 | 201.6606 | 7128.0638
5 | 134 | 7 | 9192.7935 | 3450.3227 | 1398.5194 | 14041.6357 | 2106.6406 | 72.2053 | 2885.7354 | 5064.5814 | 1036.6536 | 160.0204 | 287.4533 | 1484.1272 | 7492.9271
5 | 134 | 8 | 9102.1749 | 3457.0479 | 1395.0484 | 13954.2712 | 1112.0366 | 49.6162 | 2154.2586 | 3315.9114 | 1077.0066 | 36.1785 | 356.6314 | 1469.8165 | 9168.5432
5 | 134 | 9 | 9036.0991 | 3461.2413 | 1371.6466 | 13868.9869 | 846.7623 | 29.129 | 1908.0767 | 2783.9679 | 908.6374 | 200.3733 | 460.0133 | 1569.0239 | 9515.995
5 | 134 | 10 | 8971.8934 | 3435.5939 | 1360.4837 | 13767.9709 | 656.3952 | 10.9474 | 1906.1644 | 2573.5069 | 1191.1081 | 221.2455 | 1245.3977 | 2657.7513 | 8536.7128
5 | 134 | 11 | 8939.8918 | 3430.8054 | 1353.219 | 13723.9162 | 590.2692 | 0.65656 | 1925.4343 | 2516.3601 | 1938.3335 | 435.5337 | 1656.5007 | 4030.3679 | 7177.1882
5 | 134 | 12 | 8901.4071 | 3391.2032 | 1346.3167 | 13638.927 | 705.634 | 6.025 | 1988.7769 | 2700.4359 | 2421.1777 | 603.9029 | 1923.9985 | 4949.0791 | 5989.4121
5 | 134 | 13 | 8951.3118 | 3389.9139 | 1351.9767 | 13693.2023 | 1107.8953 | 42.5826 | 2303.4288 | 3453.9067 | 2904.0216 | 955.9477 | 1914.3206 | 5774.2899 | 4465.0058
5 | 134 | 14 | 9100.0182 | 3413.2551 | 1353.3466 | 13866.62 | 1407.4098 | 109.5376 | 2498.6023 | 4015.5496 | 2934.6342 | 965.6881 | 1933.6555 | 5833.9778 | 4017.0925
5 | 134 | 15 | 9322.4194 | 3447.533 | 1376.0971 | 14146.0495 | 1495.0355 | 136.2869 | 2652.7223 | 4284.0446 | 2865.0602 | 942.0329 | 1946.0747 | 5753.1678 | 4108.8371
5 | 134 | 16 | 9458.3374 | 3451.3814 | 1385.1042 | 14294.823 | 1817.3675 | 184.7015 | 2679.6511 | 4681.7202 | 2894.2812 | 969.8626 | 1898.7851 | 5762.9289 | 3850.1738
5 | 134 | 17 | 9505.5083 | 3454.5262 | 1379.3443 | 14339.3787 | 2022.9974 | 306.9751 | 2668.0032 | 4997.9756 | 2700.8654 | 904.4629 | 1638.2701 | 5243.5983 | 4097.8048
5 | 134 | 18 | 9568.6319 | 3491.3295 | 1379.3396 | 14439.3011 | 2610.3818 | 456.9475 | 2778.9656 | 5846.2949 | 2021.8224 | 741.6596 | 1123.9356 | 3887.4176 | 4705.5886
5 | 134 | 19 | 9237.6021 | 3365.4006 | 1351.7375 | 13954.7402 | 3544.8348 | 914.3413 | 3537.6114 | 7996.7876 | 883.5907 | 180.8926 | 534.5653 | 1599.0486 | 4358.904
5 | 134 | 20 | 8587.1506 | 3137.1276 | 1284.5161 | 13008.7943 | 5999.0351 | 1682.9674 | 3933.1219 | 11615.1244 | 0 | 0 | 0 | 0 | 1393.6699
5 | 134 | 21 | 7888.8604 | 2888.8236 | 1220.7118 | 11998.3958 | 7200.644 | 2238.3692 | 3888.9735 | 13327.9866 | 0 | 0 | 0 | 0 | -1329.5908
5 | 134 | 22 | 7376.8959 | 2684.7316 | 1171.0348 | 11232.6624 | 8049.5719 | 2806.6084 | 3680.9871 | 14537.1674 | 0 | 0 | 0 | 0 | -3304.505
5 | 134 | 23 | 7061.5786 | 2563.3347 | 1145.7238 | 10770.6371 | 8622.9951 | 2737.0734 | 3303.8845 | 14663.953 | 0 | 0 | 0 | 0 | -3893.3158
5 | 134 | 24 | 6864.8846 | 2493.0094 | 1132.8795 | 10490.7734 | 8575.1863 | 2644.4622 | 2969.1572 | 14188.8056 | 0 | 0 | 0 | 0 | -3698.0322
5 | 135 | 1 | 6791.424 | 2460.0755 | 1134.9098 | 10386.4093 | 8739.6324 | 2588.4188 | 3047.1014 | 14375.1526 | 0 | 0 | 0 | 0 | -3988.7433
5 | 135 | 2 | 6827.9939 | 2465.1723 | 1155.8882 | 10449.0543 | 8610.0188 | 2827.034 | 2974.1181 | 14411.1709 | 0 | 0 | 0 | 0 | -3962.1166
5 | 135 | 3 | 6970.5627 | 2516.3606 | 1175.3705 | 10662.2937 | 8149.263 | 2855.6936 | 2840.4393 | 13845.396 | 0 | 0 | 0 | 0 | -3183.1022
5 | 135 | 4 | 7264.164 | 2636.6938 | 1222.1092 | 11122.9671 | 8183.5101 | 2352.411 | 2696.5287 | 13232.4498 | 0 | 0 | 0 | 0 | -2109.4828
5 | 135 | 5 | 7631.6542 | 2810.1784 | 1256.9154 | 11698.748 | 8449.2911 | 2175.1422 | 2622.5719 | 13247.0052 | 0 | 0 | 0 | 0 | -1548.2572
5 | 135 | 6 | 8074.2059 | 3038.8967 | 1297.9977 | 12411.1003 | 8523.1743 | 2736.5915 | 2824.5282 | 14084.294 | 215.6796 | 66.7911 | 253.824 | 536.2947 | -2209.4884
5 | 135 | 7 | 8404.5628 | 3234.6865 | 1321.319 | 12960.5683 | 7781.5712 | 2158.6574 | 2614.4045 | 12554.6331 | 1320.5158 | 443.8826 | 929.737 | 2694.1354 | -2288.2002
5 | 135 | 8 | 8672.3369 | 3335.9 | 1333.8216 | 13342.0585 | 6293.9745 | 1079.8411 | 2254.8515 | 9628.6671 | 997.6922 | 91.8378 | 801.5929 | 1891.1229 | 1822.2685
5 | 135 | 9 | 8791.8638 | 3379.7665 | 1335.952 | 13507.5822 | 6306.2252 | 1205.0011 | 2298.7268 | 9809.9532 | 978.2114 | 139.1481 | 448.6105 | 1565.9701 | 2131.659
5 | 135 | 10 | 8895.2138 | 3391.1129 | 1330.2058 | 13616.5325 | 6979.111 | 1115.6817 | 2453.278 | 10548.0707 | 1367.8262 | 532.9374 | 632.1031 | 2532.8666 | 535.5951
5 | 135 | 11 | 8923.0284 | 3374.8749 | 1336.3234 | 13634.2267 | 8081.6432 | 1148.0677 | 2364.7182 | 11594.4291 | 2652.1636 | 943.4243 | 968.1748 | 4563.7627 | -2523.9651
5 | 135 | 12 | 8906.1369 | 3330.7627 | 1331.6461 | 13568.5457 | 9421.4221 | 1967.0671 | 2481.437 | 13869.9261 | 2169.3195 | 919.7692 | 565.1453 | 3654.234 | -3955.6143
5 | 135 | 13 | 8959.3269 | 3319.0235 | 1338.2795 | 13616.6299 | 10384.6774 | 2678.1987 | 2563.695 | 15626.5712 | 2201.3235 | 912.8118 | 507.3028 | 3621.4381 | -5631.3794
5 | 135 | 14 | 9121.5899 | 3340.8563 | 1363.2197 | 13825.6659 | 9637.0007 | 3299.8066 | 2889.1752 | 15825.9825 | 2621.5509 | 912.8118 | 1177.9669 | 4712.3297 | -6712.6463
5 | 135 | 15 | 9312.3217 | 3387.1488 | 1386.2232 | 14085.6937 | 8773.6344 | 3372.254 | 2404.3777 | 14550.2661 | 2226.3702 | 910.0288 | 583.7301 | 3720.1291 | -4184.7015
5 | 135 | 16 | 9336.4055 | 3394.5981 | 1388.9329 | 14119.9365 | 8069.6233 | 3343.1393 | 2675.092 | 14087.8546 | 918.3777 | 123.8418 | 150.4422 | 1192.6617 | -1160.5797
5 | 135 | 17 | 9318.5403 | 3376.9149 | 1389.7407 | 14085.1959 | 6973.5908 | 3094.4309 | 2206.0704 | 12274.0921 | 59.8337 | 32.0041 | 70.1946 | 162.0324 | 1649.0714
5 | 135 | 18 | 9257.3178 | 3367.5816 | 1377.2175 | 14002.1169 | 5881.4174 | 665.3543 | 2371.8646 | 8918.6363 | 22.2637 | 9.7404 | 16.5311 | 48.5352 | 5034.9454
5 | 135 | 19 | 8897.0646 | 3247.575 | 1331.065 | 13475.7046 | 6238.7341 | 833.1039 | 3884.8858 | 10956.7238 | 4.1744 | 0 | 16.4477 | 20.6222 | 2498.3586
5 | 135 | 20 | 8365.2939 | 3063.7536 | 1276.664 | 12705.7114 | 6490.299 | 725.8609 | 4198.6636 | 11414.8235 | 0 | 0 | 0 | 0 | 1290.888
5 | 135 | 21 | 7765.7633 | 2854.6747 | 1219.2558 | 11839.6938 | 7510.0793 | 1422.7764 | 4142.7705 | 13075.6261 | 0 | 0 | 0 | 0 | -1235.9323
5 | 135 | 22 | 7315.4028 | 2685.1718 | 1189.0016 | 11189.5762 | 8359.8093 | 2189.2889 | 3982.4912 | 14531.5893 | 0 | 0 | 0 | 0 | -3342.0132
5 | 135 | 23 | 7008.0362 | 2569.9778 | 1163.2829 | 10741.2969 | 9544.0244 | 2362.6986 | 4230.2541 | 16136.9771 | 0 | 0 | 0 | 0 | -5395.6803
5 | 135 | 24 | 6831.3082 | 2499.7242 | 1149.5526 | 10480.5851 | 8459.2188 | 1602.4662 | 4238.7591 | 14300.4442 | 0 | 0 | 0 | 0 | -3819.8591
5 | 136 | 1 | 6762.3777 | 2463.4612 | 1146.2718 | 10372.1106 | 6583.1324 | 1826.0294 | 4228.4709 | 12637.6327 | 0 | 0 | 0 | 0 | -2265.5221
5 | 136 | 2 | 6781.9602 | 2457.8802 | 1160.7597 | 10400.6001 | 6013.0837 | 1559.5622 | 3861.9653 | 11434.6112 | 0 | 0 | 0 | 0 | -1034.0111
5 | 136 | 3 | 6867.9625 | 2483.6002 | 1173.1743 | 10524.737 | 4929.7527 | 1706.1306 | 3634.9601 | 10270.8434 | 0 | 0 | 0 | 0 | 253.8935
5 | 136 | 4 | 7122.7086 | 2550.2074 | 1204.6647 | 10877.5807 | 4331.1202 | 1987.9708 | 3381.0824 | 9700.1734 | 0 | 0 | 0 | 0 | 1177.4073
5 | 136 | 5 | 7593.218 | 2703.119 | 1262.3944 | 11558.7314 | 4493.2726 | 2415.8185 | 2897.6101 | 9806.7013 | 0 | 0 | 0 | 0 | 1752.0301
5 | 136 | 6 | 8155.0239 | 2921.5663 | 1324.5658 | 12401.156 | 5213.7362 | 2592.9023 | 2352.8391 | 10159.4776 | 176.7181 | 33.3956 | 269.1049 | 479.2186 | 1762.4598
5 | 136 | 7 | 8607.4635 | 3100.1461 | 1370.0147 | 13077.6243 | 4610.8072 | 2679.3438 | 1058.7641 | 8348.9151 | 898.897 | 260.207 | 1029.5767 | 2188.6807 | 2540.0285
5 | 136 | 8 | 8885.5175 | 3181.194 | 1390.0224 | 13456.734 | 3551.6522 | 1612.6758 | 400.4393 | 5564.7673 | 2142.8814 | 587.2051 | 1636.9157 | 4367.0022 | 3524.9644
5 | 136 | 9 | 9045.1017 | 3236.2553 | 1391.4832 | 13672.8402 | 2791.3623 | 996.7953 | 104.0975 | 3892.255 | 1891.0232 | 680.4344 | 1779.2296 | 4350.6871 | 5429.898
5 | 136 | 10 | 9170.376 | 3342.1964 | 1394.1423 | 13906.7148 | 2373.3826 | 657.3301 | 55.2664 | 3085.9791 | 1781.0962 | 336.7385 | 1752.7914 | 3870.6261 | 6950.1096
5 | 136 | 11 | 9274.0594 | 3371.4692 | 1388.2744 | 14033.803 | 2116.7644 | 491.0539 | 143.9837 | 2751.8019 | 2318.2081 | 602.5114 | 1810.601 | 4731.3205 | 6550.6806
5 | 136 | 12 | 9318.6091 | 3436.1277 | 1380.3069 | 14135.0436 | 1796.2692 | 298.4833 | 297.4278 | 2392.1803 | 2124.792 | 641.4729 | 1639.7866 | 4406.0516 | 7336.8117
5 | 136 | 13 | 9386.8733 | 3505.8095 | 1380.8868 | 14273.5696 | 1671.3177 | 224.5243 | 527.7269 | 2423.5689 | 2055.218 | 168.3692 | 1880.6125 | 4104.1997 | 7745.8009
5 | 136 | 14 | 9574.6795 | 3603.7054 | 1397.5926 | 14575.9776 | 1684.8277 | 296.6837 | 1069.0569 | 3050.5683 | 1487.4937 | 126.6248 | 1773.3434 | 3387.4619 | 8137.9474
5 | 136 | 15 | 9897.4427 | 3662.1653 | 1419.0838 | 14978.6918 | 1914.5847 | 351.8228 | 1706.3976 | 3972.8051 | 1305.2095 | 109.927 | 1796.7903 | 3211.9269 | 7793.9598
5 | 136 | 16 | 10003.5734 | 3689.2529 | 1418.3887 | 15111.2151 | 2163.873 | 608.5443 | 2517.6631 | 5290.0805 | 1125.7085 | 54.2678 | 1714.3641 | 2894.3403 | 6926.7943
5 | 136 | 17 | 9975.0383 | 3664.746 | 1406.7398 | 15046.5241 | 2807.391 | 516.9741 | 3055.4475 | 6379.8126 | 1007.4325 | 72.357 | 1566.0843 | 2645.8739 | 6020.8377
5 | 136 | 18 | 9981.6609 | 3691.571 | 1403.1028 | 15076.3347 | 3534.9578 | 563.2341 | 3298.731 | 7396.923 | 649.8218 | 27.8296 | 1141.629 | 1819.2804 | 5860.1313
5 | 136 | 19 | 9554.7192 | 3561.8357 | 1351.334 | 14467.8889 | 4458.046 | 542.9067 | 3572.8486 | 8573.8014 | 317.2578 | 18.0893 | 451.7849 | 787.1319 | 5106.9557
5 | 136 | 20 | 8799.7405 | 3279.0374 | 1276.7713 | 13355.5492 | 5172.8717 | 562.7552 | 3887.9801 | 9623.607 | 0 | 0 | 0 | 0 | 3731.9422
5 | 136 | 21 | 8038.6384 | 2983.2654 | 1217.2423 | 12239.1461 | 4836.9875 | 301.4734 | 3998.6337 | 9137.0946 | 0 | 0 | 0 | 0 | 3102.0515
5 | 136 | 22 | 7499.7646 | 2764.4111 | 1177.41 | 11441.5857 | 4523.7369 | 135.9606 | 4024.9321 | 8684.6296 | 0 | 0 | 0 | 0 | 2756.9561
5 | 136 | 23 | 7145.3022 | 2628.1177 | 1154.3308 | 10927.7507 | 4377.4697 | 68.577 | 4018.3561 | 8464.4028 | 0 | 0 | 0 | 0 | 2463.3479
5 | 136 | 24 | 6948.3953 | 2554.7249 | 1142.6569 | 10645.777 | 4330.0445 | 18.2683 | 3986.7507 | 8335.0634 | 0 | 0 | 0 | 0 | 2310.7136
5 | 137 | 1 | 6880.3605 | 2510.8178 | 1143.1001 | 10534.2784 | 4430.366 | 18.1057 | 4204.038 | 8652.5097 | 0 | 0 | 0 | 0 | 1881.7687
5 | 137 | 2 | 6989.1658 | 2543.7146 | 1170.355 | 10703.2353 | 4346.0453 | 11.9077 | 4224.1627 | 8582.1157 | 0 | 0 | 0 | 0 | 2121.1197
5 | 137 | 3 | 7437.3248 | 2696.2063 | 1220.552 | 11354.0831 | 4197.2161 | 19.3336 | 4209.2072 | 8425.757 | 0 | 0 | 0 | 0 | 2928.3262
5 | 137 | 4 | 8342.8058 | 3022.8834 | 1304.5302 | 12670.2193 | 3772.313 | 10.1759 | 4150.2759 | 7932.7649 | 0 | 0 | 0 | 0 | 4737.4544
5 | 137 | 5 | 8998.4215 | 3293.9312 | 1357.8515 | 13650.2042 | 3484.4665 | 42.5169 | 3913.6584 | 7440.6418 | 0 | 0 | 0 | 0 | 6209.5624
5 | 137 | 6 | 9233.4784 | 3406.0282 | 1389.9443 | 14029.4509 | 3001.3336 | 67.9593 | 3385.3127 | 6454.6055 | 178.1096 | 1.3915 | 172.2103 | 351.7114 | 7223.1339
5 | 137 | 7 | 9330.0301 | 3454.2845 | 1407.5027 | 14191.8173 | 2550.3392 | 122.6542 | 2375.5439 | 5048.5374 | 370.134 | 22.2637 | 447.9275 | 840.3252 | 8302.9548
5 | 137 | 8 | 9391.9768 | 3488.5226 | 1408.3582 | 14288.8575 | 2172.5108 | 65.8897 | 1440.2799 | 3678.6805 | 203.1563 | 41.7444 | 634.8471 | 879.7478 | 9730.4292
5 | 137 | 9 | 9448.9715 | 3517.7991 | 1402.8696 | 14369.6402 | 1731.6008 | 99.3647 | 873.4949 | 2704.4605 | 404.9211 | 72.357 | 892.2413 | 1369.5194 | 10295.6604
5 | 137 | 10 | 9484.5573 | 3545.3967 | 1400.9585 | 14430.9126 | 1196.2635 | 52.3159 | 481.835 | 1730.4144 | 823.757 | 169.7607 | 1007.1508 | 2000.6685 | 10699.8296
5 | 137 | 11 | 9601.5353 | 3598.5786 | 1400.4823 | 14600.5963 | 673.3662 | 27.0796 | 828.1937 | 1528.6394 | 1399.8303 | 495.3674 | 1317.5925 | 3212.7902 | 9859.1666
5 | 137 | 12 | 9687.6108 | 3637.7851 | 1393.1349 | 14718.5309 | 544.7341 | 4.2263 | 871.1034 | 1420.0638 | 1534.804 | 436.9252 | 1446.8336 | 3418.5628 | 9879.9043
5 | 137 | 13 | 9902.4093 | 3716.3129 | 1397.4055 | 15016.1277 | 508.6209 | 0 | 774.5994 | 1283.2203 | 1544.5443 | 484.2355 | 1383.9089 | 3412.6888 | 10320.2186
5 | 137 | 14 | 10219.9331 | 3829.1211 | 1409.8576 | 15458.9118 | 472.9835 | 0 | 787.2562 | 1260.2397 | 1927.2017 | 609.4688 | 1372.7979 | 3909.4684 | 10289.2037
5 | 137 | 15 | 10573.0244 | 3937.2606 | 1432.2111 | 15942.4961 | 543.981 | 0 | 1308.5906 | 1852.5715 | 1860.4106 | 731.9192 | 1301.2489 | 3893.5788 | 10196.3458
5 | 137 | 16 | 10728.1904 | 3977.4575 | 1449.7544 | 16155.4023 | 567.3102 | 0.034044 | 1236.9841 | 1804.3283 | 2009.2991 | 609.4688 | 1447.35 | 4066.118 | 10284.9559
5 | 137 | 17 | 10654.0023 | 3916.5766 | 1439.389 | 16009.9679 | 737.6552 | 30.0171 | 1124.8932 | 1892.5655 | 1031.0877 | 201.7648 | 1305.794 | 2538.6465 | 11578.7559
5 | 137 | 18 | 10587.1895 | 3891.305 | 1433.7328 | 15912.2273 | 1244.52 | 65.2476 | 1130.3513 | 2440.1188 | 832.1059 | 442.4911 | 937.7434 | 2212.3404 | 11259.7681
5 | 137 | 19 | 10030.9709 | 3691.8206 | 1381.6067 | 15104.3982 | 1926.5999 | 188.3954 | 2292.6421 | 4407.6374 | 427.1848 | 173.9352 | 311.845 | 912.9649 | 9783.7958
5 | 137 | 20 | 9110.5877 | 3347.7273 | 1309.0261 | 13767.3411 | 4493.7181 | 529.184 | 3508.2729 | 8531.1751 | 0 | 0 | 0 | 0 | 5236.166
5 | 137 | 21 | 8256.6878 | 3026.9659 | 1248.9625 | 12532.6161 | 5391.6433 | 801.1508 | 3979.8097 | 10172.6038 | 0 | 0 | 0 | 0 | 2360.0123
5 | 137 | 22 | 7645.2693 | 2787.0987 | 1201.4051 | 11633.773 | 7037.6209 | 553.7557 | 4116.6012 | 11707.9778 | 0 | 0 | 0 | 0 | -74.2047
5 | 137 | 23 | 7281.9523 | 2648.4744 | 1176.3554 | 11106.7821 | 7861.1401 | 636.0359 | 3698.3962 | 12195.5722 | 0 | 0 | 0 | 0 | -1088.7902
5 | 137 | 24 | 7066.4787 | 2568.1051 | 1163.1737 | 10797.7575 | 8753.034 | 1790.1622 | 3941.8295 | 14485.0256 | 0 | 0 | 0 | 0 | -3687.2682
5 | 138 | 1 | 6983.4677 | 2531.3653 | 1156.1698 | 10671.0027 | 8568.9608 | 2636.323 | 4056.9956 | 15262.2793 | 0 | 0 | 0 | 0 | -4591.2766
5 | 138 | 2 | 7108.3122 | 2571.9164 | 1179.6208 | 10859.8493 | 8849.6422 | 3332.0577 | 4108.5859 | 16290.2858 | 0 | 0 | 0 | 0 | -5430.4365
5 | 138 | 3 | 7527.5048 | 2716.4672 | 1229.0301 | 11473.0021 | 8725.4306 | 3372.254 | 4009.7663 | 16107.4509 | 0 | 0 | 0 | 0 | -4634.4488
5 | 138 | 4 | 8444.2073 | 3036.1031 | 1312.4829 | 12792.7934 | 8880.3525 | 3372.254 | 3822.8375 | 16075.444 | 0 | 0 | 0 | 0 | -3282.6506
5 | 138 | 5 | 9189.0498 | 3311.0708 | 1371.0727 | 13871.1933 | 8477.6229 | 3372.254 | 3675.5085 | 15525.3853 | 0 | 0 | 0 | 0 | -1654.192
5 | 138 | 6 | 9628.6393 | 3465.5412 | 1403.5883 | 14497.7687 | 8701.5765 | 3340.2371 | 3352.5232 | 15394.3368 | 154.4544 | 6.9574 | 353.198 | 514.6099 | -1411.1779
5 | 138 | 7 | 9882.4626 | 3550.5135 | 1405.0033 | 14837.9794 | 7896.9338 | 3372.254 | 1814.1301 | 13083.3178 | 730.5277 | 54.2678 | 1249.3474 | 2034.143 | -279.4814
5 | 138 | 8 | 10025.1737 | 3625.5598 | 1407.1614 | 15057.8949 | 5943.4279 | 3066.7938 | 1153.5361 | 10163.7578 | 1384.524 | 278.2963 | 1761.8157 | 3424.636 | 1469.5011
5 | 138 | 9 | 10050.1094 | 3638.3357 | 1405.7699 | 15094.2151 | 5103.6568 | 2656.9601 | 836.5051 | 8597.1219 | 1964.2966 | 335.347 | 1886.3737 | 4186.0173 | 2311.0758
5 | 138 | 10 | 10087.8479 | 3631.7491 | 1398.1515 | 15117.7485 | 4243.2018 | 2575.6101 | 568.1714 | 7386.9833 | 2037.1288 | 581.6392 | 1712.4385 | 4331.2065 | 3399.5587
5 | 138 | 11 | 10088.0206 | 3656.2197 | 1401.1238 | 15145.3641 | 3523.6854 | 2458.2169 | 308.4486 | 6290.3509 | 2098.3539 | 474.4951 | 1794.5358 | 4367.3849 | 4487.6282
5 | 138 | 12 | 9991.0237 | 3619.1154 | 1393.9003 | 15004.0395 | 2789.7741 | 2232.7185 | 187.9884 | 5210.481 | 2359.9525 | 638.6899 | 1887.1533 | 4885.7957 | 4907.7628
5 | 138 | 13 | 10013.9907 | 3602.0864 | 1399.2082 | 15015.2852 | 2131.8784 | 2123.3513 | 104.5143 | 4359.744 | 2374.7836 | 605.2944 | 1895.5855 | 4875.6635 | 5779.8778
5 | 138 | 14 | 10161.6734 | 3640.4528 | 1405.1934 | 15207.3196 | 1840.4147 | 1911.9888 | 64.1448 | 3816.5484 | 2365.0433 | 592.7711 | 1988.6689 | 4946.4832 | 6444.2881
5 | 138 | 15 | 10317.8733 | 3701.1591 | 1438.0044 | 15457.0369 | 1758.3892 | 1607.8479 | 37.221 | 3403.4581 | 2359.4773 | 788.9699 | 1996.4593 | 5144.9065 | 6908.6723
5 | 138 | 16 | 10354.7195 | 3721.6788 | 1457.5118 | 15533.9101 | 1769.9099 | 1448.5432 | 28.1399 | 3246.5931 | 2502.7999 | 584.4222 | 1999.2005 | 5086.4226 | 7200.8944
5 | 138 | 17 | 10267.0675 | 3696.9084 | 1453.9137 | 15417.8896 | 1836.4869 | 1338.9657 | 12.862 | 3188.3146 | 2461.5306 | 705.4811 | 1940.7171 | 5107.7288 | 7121.8462
5 | 138 | 18 | 10080.3148 | 3666.311 | 1430.7501 | 15177.3758 | 2181.159 | 1545.7091 | 8.3641 | 3735.2322 | 1904.938 | 410.487 | 1566.4385 | 3881.8635 | 7560.2802
5 | 138 | 19 | 9521.3152 | 3481.7339 | 1373.7456 | 14376.7947 | 3652.5805 | 2302.6705 | 184.8511 | 6140.1021 | 400.7466 | 128.0163 | 519.6087 | 1048.3716 | 7188.321
5 | 138 | 20 | 8701.665 | 3187.8693 | 1302.2091 | 13191.7434 | 6195.133 | 2845.9691 | 308.7638 | 9349.8659 | 0 | 0 | 0 | 0 | 3841.8774
5 | 138 | 21 | 7970.3317 | 2911.1281 | 1245.6027 | 12127.0624 | 5799.0427 | 2625.2281 | 487.1237 | 8911.3944 | 0 | 0 | 0 | 0 | 3215.668
5 | 138 | 22 | 7453.3323 | 2714.0752 | 1200.3588 | 11367.7663 | 5390.0828 | 2355.8383 | 463.2737 | 8209.1947 | 0 | 0 | 0 | 0 | 3158.5716
5 | 138 | 23 | 7155.0943 | 2606.1373 | 1182.2498 | 10943.4815 | 4905.962 | 2012.317 | 500.3721 | 7418.6511 | 0 | 0 | 0 | 0 | 3524.8304
5 | 138 | 24 | 6988.2736 | 2541.1581 | 1164.6212 | 10694.0529 | 4964.7326 | 2004.7378 | 489.1121 | 7458.5826 | 0 | 0 | 0 | 0 | 3235.4703
5 | 139 | 1 | 6934.4214 | 2514.1432 | 1164.0752 | 10612.6398 | 5005.2281 | 1838.2331 | 747.7293 | 7591.1905 | 0 | 0 | 0 | 0 | 3021.4493
5 | 139 | 2 | 7088.0688 | 2555.445 | 1188.5735 | 10832.0873 | 5155.581 | 1871.9875 | 749.6872 | 7777.2557 | 0 | 0 | 0 | 0 | 3054.8316
5 | 139 | 3 | 7562.2632 | 2719.5146 | 1239.0109 | 11520.7887 | 5231.0674 | 2209.1682 | 630.3437 | 8070.5793 | 0 | 0 | 0 | 0 | 3450.2094
5 | 139 | 4 | 8477.1356 | 3050.5372 | 1321.8359 | 12849.5088 | 5184.8114 | 2334.0854 | 835.815 | 8354.7118 | 0 | 0 | 0 | 0 | 4494.797
5 | 139 | 5 | 9183.0512 | 3324.4486 | 1382.1808 | 13889.6806 | 5284.6522 | 2471.9479 | 1029.8514 | 8786.4515 | 0 | 0 | 0 | 0 | 5103.2291
5 | 139 | 6 | 9443.779 | 3447.6148 | 1414.5045 | 14305.8984 | 5320.9845 | 2358.5967 | 1214.2136 | 8893.7948 | 173.9352 | 75.14 | 360.1763 | 609.2514 | 4802.8522
5 | 139 | 7 | 9573.4415 | 3513.9114 | 1426.9523 | 14514.3052 | 4802.1243 | 1813.7746 | 1163.9369 | 7779.8357 | 667.9111 | 282.4707 | 1200.8585 | 2151.2402 | 4583.2292
5 | 139 | 8 | 9654.327 | 3552.4133 | 1430.7606 | 14637.5009 | 3774.4226 | 1396.4642 | 922.0536 | 6092.9404 | 1736.5688 | 37.57 | 1567.955 | 3342.0937 | 5202.4667
5 | 139 | 9 | 9689.7927 | 3574.4955 | 1428.2331 | 14692.5213 | 3619.3687 | 1519.0899 | 954.674 | 6093.1326 | 1872.934 | 65.3996 | 1788.5709 | 3726.9045 | 4872.4841
5 | 139 | 10 | 9740.5196 | 3610.8502 | 1428.1711 | 14779.5409 | 3733.4129 | 1461.3265 | 1131.858 | 6326.5974 | 1280.1629 | 193.4159 | 1692.267 | 3165.8458 | 5287.0977
5 | 139 | 11 | 9919.2874 | 3682.9037 | 1432.109 | 15034.3001 | 4623.8894 | 1004.4496 | 1482.7222 | 7111.0612 | 1466.6214 | 214.2881 | 1695.1958 | 3376.1054 | 4547.1336
5 | 139 | 12 | 10111.139 | 3767.0396 | 1410.3067 | 15288.4853 | 5327.3992 | 851.425 | 1808.5863 | 7987.4104 | 1299.6436 | 164.1948 | 1678.3731 | 3142.2115 | 4158.8633
5 | 139 | 13 | 10385.7364 | 3871.4941 | 1424.2738 | 15681.5042 | 5317.711 | 1004.487 | 1917.2775 | 8239.4756 | 911.4203 | 219.8541 | 1146.9032 | 2278.1776 | 5163.8511
5 | 139 | 14 | 10712.9298 | 3980.9454 | 1436.4215 | 16130.2967 | 6136.32 | 875.6277 | 2369.8708 | 9381.8185 | 697.1322 | 123.8418 | 839.6359 | 1660.6099 | 5087.8683
5 | 139 | 15 | 10987.7569 | 4081.6259 | 1455.7456 | 16525.1284 | 6333.3765 | 886.7074 | 2623.0914 | 9843.1753 | 438.3166 | 139.1481 | 523.2043 | 1100.6691 | 5581.284
5 | 139 | 16 | 11109.325 | 4107.3694 | 1457.9883 | 16674.6827 | 6225.4136 | 896.4054 | 2477.5465 | 9599.3655 | 402.1381 | 54.2678 | 476.8062 | 933.2121 | 6142.1052
5 | 139 | 17 | 11078.4342 | 4044.2272 | 1449.0969 | 16571.7583 | 6333.0428 | 1195.0311 | 2627.5783 | 10155.6522 | 114.1015 | 77.923 | 165.2484 | 357.2728 | 6058.8333
5 | 139 | 18 | 11016.5661 | 4015.976 | 1441.3784 | 16473.9205 | 6772.3531 | 929.0466 | 2736.9001 | 10438.2998 | 26.4381 | 18.0893 | 43.944 | 88.4714 | 5947.1492
5 | 139 | 19 | 10440.6858 | 3841.653 | 1388.2844 | 15670.6232 | 6408.6193 | 885.1828 | 2978.0242 | 10271.8263 | 54.2678 | 0 | 34.4537 | 88.7214 | 5310.0754
5 | 139 | 20 | 9480.86 | 3480.0058 | 1319.3799 | 14280.2456 | 5894.8647 | 865.7481 | 2861.4828 | 9622.0957 | 0 | 0 | 0 | 0 | 4658.15
5 | 139 | 21 | 8569.2384 | 3141.043 | 1262.2087 | 12972.4901 | 6051.0156 | 1062.8081 | 2539.7152 | 9653.5389 | 0 | 0 | 0 | 0 | 3318.9512
5 | 139 | 22 | 7893.5652 | 2880.5819 | 1214.2841 | 11988.4312 | 6646.0904 | 1552.4956 | 2522.628 | 10721.214 | 0 | 0 | 0 | 0 | 1267.2172
5 | 139 | 23 | 7468.4295 | 2726.4363 | 1191.2453 | 11386.1111 | 7628.7413 | 2003.6048 | 2634.713 | 12267.0591 | 0 | 0 | 0 | 0 | -880.948
5 | 139 | 24 | 7218.78 | 2630.5593 | 1177.4788 | 11026.8181 | 8276.35 | 2350.4907 | 2951.1407 | 13577.9814 | 0 | 0 | 0 | 0 | -2551.1632
5 | 140 | 1 | 7106.874 | 2583.4933 | 1173.7467 | 10864.1139 | 8859.8253 | 2648.7387 | 3277.4192 | 14785.9832 | 0 | 0 | 0 | 0 | -3921.8693
5 | 140 | 2 | 7200.3261 | 2605.4451 | 1198.4968 | 11004.268 | 9705.3888 | 2904.5705 | 3933.7897 | 16543.749 | 0 | 0 | 0 | 0 | -5539.4811
5 | 140 | 3 | 7599.7905 | 2740.8611 | 1249.4383 | 11590.0899 | 10120.3026 | 3333.4457 | 4156.7738 | 17610.522 | 0 | 0 | 0 | 0 | -6020.4321
5 | 140 | 4 | 8480.2916 | 3078.469 | 1332.5581 | 12891.3186 | 10297.3031 | 3226.7229 | 4160.3502 | 17684.3762 | 0 | 0 | 0 | 0 | -4793.0576
5 | 140 | 5 | 9179.1131 | 3372.8524 | 1390.2601 | 13942.2256 | 10689.8159 | 3372.254 | 4168.2584 | 18230.3283 | 0 | 0 | 0 | 0 | -4288.1027
5 | 140 | 6 | 9469.2027 | 3505.3478 | 1423.8826 | 14398.4331 | 10829.5015 | 3335.3861 | 4162.3873 | 18327.2749 | 347.8704 | 97.4037 | 102.9696 | 548.2437 | -4477.0854
5 | 140 | 7 | 9525.1958 | 3567.2237 | 1432.5173 | 14524.9368 | 10832.0137 | 3349.9392 | 4161.2728 | 18343.2257 | 987.9518 | 26.4381 | 272.3553 | 1286.7452 | -5105.0341
5 | 140 | 8 | 9494.9643 | 3615.0787 | 1429.644 | 14539.687 | 10797.3353 | 3370.3135 | 3975.8449 | 18143.4937 | 262.99 | 30.6126 | 184.5045 | 478.107 | -4081.9137
5 | 140 | 9 | 9495.272 | 3652.2193 | 1417.3977 | 14564.8889 | 10397.9549 | 3071.6783 | 3865.6717 | 17335.3049 | 339.5215 | 108.5356 | 184.2336 | 632.2906 | -3402.7066
5 | 140 | 10 | 9494.6443 | 3688.6091 | 1404.9154 | 14588.1689 | 10271.3877 | 2955.7871 | 3509.3657 | 16736.5404 | 795.9273 | 179.5011 | 532.8078 | 1508.2363 | -3656.6078
5 | 140 | 11 | 9570.7517 | 3764.9485 | 1403.0775 | 14738.7776 | 10309.0757 | 2514.277 | 3069.7722 | 15893.125 | 790.3614 | 468.9292 | 250.1704 | 1509.4611 | -2663.8084
5 | 140 | 12 | 9604.0276 | 3821.0789 | 1390.1981 | 14815.3045 | 10067.3365 | 3154.6418 | 3476.212 | 16698.1903 | 1115.9681 | 455.0144 | 438.333 | 2009.3154 | -3892.2012
5 | 140 | 13 | 9801.0436 | 3926.3687 | 1395.6765 | 15123.0887 | 9653.8653 | 2831.0673 | 3394.2661 | 15879.1987 | 1522.2807 | 347.8703 | 700.6218 | 2570.7728 | -3326.8828
5 | 140 | 14 | 10078.2379 | 4039.3655 | 1409.9246 | 15527.5279 | 9138.8938 | 2868.3809 | 2858.1609 | 14865.4356 | 1328.8647 | 576.0733 | 799.966 | 2704.904 | -2042.8116
5 | 140 | 15 | 10347.9783 | 4126.9929 | 1430.0917 | 15905.0629 | 8964.9646 | 2535.4539 | 3843.9814 | 15344.3999 | 1273.2055 | 463.3633 | 1096.1938 | 2832.7626 | -2272.0996
5 | 140 | 16 | 10467.0367 | 4079.599 | 1438.828 | 15985.4637 | 9064.0532 | 2819.2346 | 4202.1346 | 16085.4224 | 1104.8362 | 488.41 | 1122.2361 | 2715.4824 | -2815.441
5 | 140 | 17 | 10390.9503 | 4013.1023 | 1432.4511 | 15836.5037 | 8333.4057 | 3072.565 | 4100.5383 | 15506.509 | 1154.9296 | 101.5781 | 1347.022 | 2603.5297 | -2273.535
5 | 140 | 18 | 10319.4572 | 3955.5601 | 1430.6942 | 15705.7114 | 7853.5691 | 3127.6398 | 3914.1501 | 14895.3591 | 982.3859 | 146.1055 | 1051.4952 | 2179.9866 | -1369.6343
5 | 140 | 19 | 9865.8109 | 3772.3395 | 1389.8048 | 15027.9552 | 7969.4171 | 3046.5101 | 4163.2022 | 15179.1294 | 228.2029 | 40.353 | 314.6161 | 583.172 | -734.3462
5 | 140 | 20 | 9006.0641 | 3424.4789 | 1312.3505 | 13742.8935 | 9667.0558 | 2988.0621 | 4159.4872 | 16814.6051 | 0 | 0 | 0 | 0 | -3071.7115
5 | 140 | 21 | 8211.3812 | 3093.4112 | 1245.8786 | 12550.671 | 9903.271 | 3372.254 | 4047.7056 | 17323.2306 | 0 | 0 | 0 | 0 | -4772.5597
5 | 140 | 22 | 7631.6587 | 2845.0466 | 1198.6102 | 11675.3155 | 10433.056 | 3372.254 | 3685.185 | 17490.495 | 0 | 0 | 0 | 0 | -5815.1795
5 | 140 | 23 | 7282.7491 | 2687.6057 | 1178.4106 | 11148.7653 | 10503.2052 | 2922.0722 | 3403.8103 | 16829.0877 | 0 | 0 | 0 | 0 | -5680.3224
5 | 140 | 24 | 7074.5613 | 2600.7472 | 1148.1182 | 10823.4267 | 9347.9133 | 3049.1751 | 2722.8504 | 15119.9387 | 0 | 0 | 0 | 0 | -4296.512
5 | 141 | 1 | 6995.8688 | 2559.2668 | 1147.3566 | 10702.4922 | 8836.0371 | 2919.2683 | 2323.9238 | 14079.2292 | 0 | 0 | 0 | 0 | -3376.7369
5 | 141 | 2 | 7117.8913 | 2581.1502 | 1184.886 | 10883.9275 | 8319.693 | 2694.8245 | 1912.3707 | 12926.8882 | 0 | 0 | 0 | 0 | -2042.9606
5 | 141 | 3 | 7487.5287 | 2712.3815 | 1225.8372 | 11425.7474 | 7978.2539 | 2638.3481 | 1763.576 | 12380.1779 | 0 | 0 | 0 | 0 | -954.4305
5 | 141 | 4 | 8356.061 | 3034.0227 | 1307.0583 | 12697.142 | 7406.3952 | 2383.1454 | 1903.3991 | 11692.9397 | 0 | 0 | 0 | 0 | 1004.2023
5 | 141 | 5 | 9102.0592 | 3344.2737 | 1364.5648 | 13810.8976 | 6665.4309 | 2282.4726 | 2017.0729 | 10964.9765 | 0 | 0 | 0 | 0 | 2845.9212
5 | 141 | 6 | 9510.0991 | 3537.3169 | 1408.452 | 14455.868 | 5967.2738 | 2185.9115 | 2144.4099 | 10297.5951 | 480.0611 | 136.3652 | 508.0021 | 1124.4284 | 3033.8445
5 | 141 | 7 | 9714.6843 | 3666.259 | 1427.5225 | 14808.4657 | 4238.0776 | 1161.3093 | 1896.4149 | 7295.8018 | 1896.5891 | 606.6859 | 1441.3926 | 3944.6676 | 3567.9963
5 | 141 | 8 | 9924.02 | 3785.1436 | 1435.0993 | 15144.2629 | 1280.7685 | 267.8849 | 1619.4697 | 3168.1232 | 2858.1029 | 937.8585 | 1914.0498 | 5710.0112 | 6266.1286
5 | 141 | 9 | 10141.28 | 3892.013 | 1431.6977 | 15464.9907 | 698.8634 | 120.054 | 1880.1191 | 2699.0365 | 3000 | 1000 | 1999.2005 | 5999.2005 | 6766.7537
5 | 141 | 10 | 10313.8916 | 3973.2074 | 1428.6398 | 15715.7388 | 767.3728 | 21.3909 | 2221.1141 | 3009.8778 | 3000 | 1000 | 1995.0886 | 5995.0886 | 6710.7724
5 | 141 | 11 | 10524.0486 | 4070.5693 | 1436.1649 | 16030.7827 | 973.3246 | 0 | 3123.5251 | 4096.8498 | 3000 | 1000 | 1971.7876 | 5971.7876 | 5962.1453
5 | 141 | 12 | 10714.5798 | 4160.7894 | 1427.254 | 16302.6232 | 1468.5529 | 0.83644 | 3212.9676 | 4682.357 | 2984.2525 | 994.9092 | 1949.8574 | 5929.019 | 5691.2472
5 | 141 | 13 | 10983.566 | 4254.2918 | 1432.0954 | 16669.9532 | 1921.0682 | 6.0958 | 3660.7352 | 5587.8992 | 2968.0298 | 983.7774 | 1945.7454 | 5897.5525 | 5184.5015
5 | 141 | 14 | 11258.6336 | 4364.4086 | 1445.0911 | 17068.1333 | 2352.9957 | 23.1806 | 3651.7584 | 6027.9347 | 2847.8873 | 987.9518 | 1955.34 | 5791.179 | 5249.0196
5 | 141 | 15 | 11457.111 | 4395.7135 | 1455.3221 | 17308.1466 | 2724.5142 | 43.1806 | 3762.3998 | 6530.0947 | 2990.7348 | 997.6922 | 1959.4518 | 5947.8788 | 4830.1732
5 | 141 | 16 | 11445.8814 | 4352.5227 | 1466.7252 | 17265.1294 | 2800.216 | 113.6915 | 3721.437 | 6635.3446 | 2994.9092 | 946.2074 | 1885.437 | 5826.5535 | 4803.2312
5 | 141 | 17 | 11248.4351 | 4214.2596 | 1455.1889 | 16917.8837 | 2885.5903 | 184.7481 | 3795.3776 | 6865.716 | 2734.261 | 876.6333 | 1785.3341 | 5396.2283 | 4655.9393
5 | 141 | 18 | 11107.5798 | 4175.8108 | 1463.9684 | 16747.359 | 3119.855 | 272.8369 | 3839.9806 | 7232.6726 | 2326.5569 | 805.6677 | 1495.2691 | 4627.4937 | 4887.1928
5 | 141 | 19 | 10677.8092 | 4025.5453 | 1427.3445 | 16130.699 | 4258.6507 | 580.7764 | 3400.9166 | 8240.3437 | 1004.6496 | 382.6574 | 545.6392 | 1932.9461 | 5957.4092
5 | 141 | 20 | 9919.091 | 3728.1526 | 1354.8471 | 15002.0907 | 5514.1026 | 747.4585 | 3198.2473 | 9459.8085 | 0 | 0 | 0 | 0 | 5542.2822
5 | 141 | 21 | 9085.6969 | 3400.7968 | 1297.6629 | 13784.1566 | 5611.3826 | 667.6199 | 2889.3679 | 9168.3704 | 0 | 0 | 0 | 0 | 4615.7862
5 | 141 | 22 | 8404.2474 | 3132.4056 | 1240.9306 | 12777.5836 | 3908.686 | 309.3777 | 2121.8932 | 6339.9569 | 0 | 0 | 0 | 0 | 6437.6267
5 | 141 | 23 | 7955.517 | 2961.8258 | 1214.1179 | 12131.4607 | 3037.7015 | 158.918 | 1819.0746 | 5015.6941 | 0 | 0 | 0 | 0 | 7115.7666
5 | 141 | 24 | 7695.4978 | 2844.6813 | 1194.7337 | 11734.9127 | 1774.6513 | 114.2812 | 1346.3226 | 3235.2551 | 0 | 0 | 0 | 0 | 8499.6576
5 | 142 | 1 | 7533.2073 | 2780.7328 | 1189.3296 | 11503.2697 | 943.4262 | 147.5636 | 690.8065 | 1781.7964 | 0 | 0 | 0 | 0 | 9721.4733
5 | 142 | 2 | 7490.2562 | 2757.5778 | 1193.222 | 11441.056 | 609.6164 | 127.7185 | 501.8172 | 1239.1521 | 0 | 0 | 0 | 0 | 10201.9039
5 | 142 | 3 | 7524.3729 | 2756.3425 | 1205.7867 | 11486.5021 | 344.9355 | 65.016 | 371.7024 | 781.654 | 0 | 0 | 0 | 0 | 10704.8481
5 | 142 | 4 | 7848.7734 | 2872.9027 | 1236.1703 | 11957.8464 | 180.48 | 0 | 499.9327 | 680.4127 | 0 | 0 | 0 | 0 | 11277.4336
5 | 142 | 5 | 8463.8714 | 3133.049 | 1291.0601 | 12887.9806 | 149.3926 | 0 | 682.9846 | 832.3772 | 0 | 0 | 0 | 0 | 12055.6033
5 | 142 | 6 | 9142.3677 | 3438.7197 | 1347.9141 | 13929.0016 | 300.6506 | 0.34044 | 894.9528 | 1195.9438 | 166.9778 | 22.2637 | 71.6486 | 260.8901 | 12472.1677
5 | 142 | 7 | 9742.9368 | 3711.406 | 1388.5949 | 14842.9377 | 956.0829 | 4.1436 | 966.4045 | 1926.6311 | 615.0348 | 239.3348 | 495.1246 | 1349.4942 | 11566.8125
5 | 142 | 8 | 10174.9721 | 3947.8611 | 1404.7785 | 15527.6117 | 1896.0452 | 15.0864 | 962.1911 | 2873.3227 | 1301.0351 | 172.5437 | 890.2501 | 2363.8289 | 10290.4602
5 | 142 | 9 | 10418.4664 | 4113.8141 | 1412.5926 | 15944.8732 | 1939.1479 | 9.9311 | 942.6196 | 2891.6987 | 1100.6618 | 151.6715 | 1229.6628 | 2481.9961 | 10571.1785
5 | 142 | 10 | 10595.8044 | 4236.0708 | 1404.0617 | 16235.9369 | 2830.4702 | 11.4891 | 1129.7959 | 3971.7552 | 655.3877 | 133.5822 | 1178.3819 | 1967.3519 | 10296.8299
5 | 142 | 11 | 10768.2513 | 4328.6275 | 1406.3613 | 16503.24 | 3246.914 | 114.6481 | 1325.5884 | 4687.1504 | 936.467 | 246.2922 | 1202.9121 | 2385.6713 | 9430.4182
5 | 142 | 12 | 10946.888 | 4422.2839 | 1403.3898 | 16772.5617 | 4161.9089 | 249.0948 | 1570.3588 | 5981.3624 | 805.6677 | 240.7263 | 1169.9288 | 2216.3228 | 8574.8764
5 | 142 | 13 | 11088.8603 | 4475.3121 | 1405.8418 | 16970.0142 | 4116.0843 | 860.2372 | 1984.8638 | 6961.1853 | 500.9333 | 196.1989 | 1103.6957 | 1800.8279 | 8208.001
5 | 142 | 14 | 11302.148 | 4530.3352 | 1410.93 | 17243.4133 | 4312.2021 | 1852.9389 | 2385.2201 | 8550.3611 | 484.2355 | 116.8844 | 739.1158 | 1340.2358 | 7352.8164
5 | 142 | 15 | 11433.5761 | 4498.5785 | 1417.2272 | 17349.3818 | 5192.3132 | 2756.9011 | 2417.1711 | 10366.3854 | 461.9718 | 105.7526 | 516.0965 | 1083.8209 | 5899.1755
5 | 142 | 16 | 11255.6503 | 4447.9847 | 1418.6638 | 17122.2988 | 7162.8343 | 2174.5741 | 2939.864 | 12277.2724 | 240.7263 | 77.923 | 312.4284 | 631.0776 | 4213.9488
5 | 142 | 17 | 10965.1036 | 4340.4271 | 1405.1127 | 16710.6435 | 8422.1144 | 1963.7228 | 3020.3127 | 13406.1498 | 129.4078 | 27.8296 | 430.9661 | 588.2035 | 2716.2901
5 | 142 | 18 | 10799.9878 | 4341.8293 | 1398.9032 | 16540.7203 | 8612.6153 | 1366.0451 | 3252.9131 | 13231.5735 | 44.5274 | 9.7404 | 72.8942 | 127.162 | 3181.9848
5 | 142 | 19 | 10352.563 | 4216.0683 | 1367.5117 | 15936.143 | 9536.1947 | 1517.9996 | 3522.366 | 14576.5603 | 29.2211 | 37.57 | 12.3566 | 79.1478 | 1280.435
5 | 142 | 20 | 9659.0294 | 3956.194 | 1309.8817 | 14925.105 | 9761.8216 | 1638.3735 | 3987.0053 | 15387.2004 | 0 | 0 | 0 | 0 | -462.0954
5 | 142 | 21 | 8910.7657 | 3647.3462 | 1258.9331 | 13817.045 | 9631.679 | 1834.8962 | 3914.7949 | 15381.37 | 0 | 0 | 0 | 0 | -1564.325
5 | 142 | 22 | 8316.3512 | 3377.4663 | 1208.5247 | 12902.3421 | 9748.9428 | 1743.7903 | 3900.8819 | 15393.615 | 0 | 0 | 0 | 0 | -2491.2729
5 | 142 | 23 | 7865.6737 | 3180.0915 | 1166.4331 | 12212.1983 | 9351.0031 | 1628.3356 | 3529.6274 | 14508.9661 | 0 | 0 | 0 | 0 | -2296.7678
5 | 142 | 24 | 7555.804 | 3026.8205 | 1158.511 | 11741.1355 | 8754.6174 | 1296.5978 | 3395.4183 | 13446.6335 | 0 | 0 | 0 | 0 | -1705.498
5 | 143 | 1 | 7331.2249 | 2920.2585 | 1142.8759 | 11394.3593 | 7949.3287 | 1267.266 | 3224.6697 | 12441.2644 | 0 | 0 | 0 | 0 | -1046.9051
5 | 143 | 2 | 7213.864 | 2852.6974 | 1144.0323 | 11210.5937 | 6864.8969 | 1431.7232 | 3299.7254 | 11596.3456 | 0 | 0 | 0 | 0 | -385.7519
5 | 143 | 3 | 7197.8075 | 2823.5236 | 1147.9132 | 11169.2442 | 6302.0231 | 1804.6436 | 2799.0712 | 10905.7379 | 0 | 0 | 0 | 0 | 263.5064
5 | 143 | 4 | 7320.9806 | 2860.5609 | 1178.0766 | 11359.6181 | 6824.7875 | 1956.2392 | 1834.154 | 10615.1807 | 0 | 0 | 0 | 0 | 744.4374
5 | 143 | 5 | 7634.1393 | 2964.2153 | 1232.7057 | 11831.0602 | 6861.8886 | 1593.3737 | 1550.5408 | 10005.8031 | 0 | 0 | 0 | 0 | 1825.2571
5 | 143 | 6 | 8101.3689 | 3113.9761 | 1296.8377 | 12512.1827 | 6704.6148 | 1226.0577 | 1308.3081 | 9238.9806 | 290.8196 | 12.5233 | 244.2666 | 547.6096 | 2725.5925
5 | 143 | 7 | 8471.1913 | 3268.6408 | 1338.5895 | 13078.4216 | 5496.6411 | 1098.2972 | 882.0849 | 7477.0232 | 1470.7958 | 294.9941 | 1188.1059 | 2953.8958 | 2647.5026
5 | 143 | 8 | 8706.7426 | 3366.5371 | 1352.511 | 13425.7907 | 3383.3404 | 1134.4276 | 894.3229 | 5412.0908 | 2446.2243 | 456.4059 | 1763.7118 | 4666.342 | 3347.3579
5 | 143 | 9 | 8803.6037 | 3407.5185 | 1340.8207 | 13551.9428 | 3583.2982 | 1247.8517 | 800.5807 | 5631.7306 | 2885.9324 | 930.9011 | 1915.6288 | 5732.4623 | 2187.7499
5 | 143 | 10 | 8858.4948 | 3412.9821 | 1343.6419 | 13615.1187 | 3710.7277 | 1112.2848 | 965.2732 | 5788.2857 | 2243.068 | 979.6029 | 1723.3426 | 4946.0134 | 2880.8196
5 | 143 | 11 | 8831.0626 | 3382.8204 | 1338.0532 | 13551.9362 | 3305.8817 | 752.007 | 959.0966 | 5016.9853 | 2936.0258 | 982.3858 | 1881.4876 | 5799.8992 | 2735.0517
5 | 143 | 12 | 8761.8228 | 3319.7671 | 1331.0068 | 13412.5966 | 3586.0001 | 615.9214 | 1100.8463 | 5302.7678 | 2898.4557 | 972.6455 | 1741.4109 | 5612.5122 | 2497.3166
5 | 143 | 13 | 8706.6925 | 3266.6814 | 1334.9761 | 13308.35 | 4020.8589 | 562.8857 | 1859.4725 | 6443.2172 | 2880.3665 | 967.0796 | 1458.9329 | 5306.379 | 1558.7539
5 | 143 | 14 | 8833.0806 | 3272.4957 | 1352.6873 | 13458.2636 | 5094.3707 | 661.28 | 2709.7513 | 8465.4021 | 2887.3239 | 974.037 | 1622.1439 | 5483.5048 | -490.6433
5 | 143 | 15 | 8992.8337 | 3309.6082 | 1376.282 | 13678.7239 | 5580.9875 | 648.2998 | 3603.8852 | 9833.1725 | 2167.928 | 979.6029 | 1827.8657 | 4975.3966 | -1129.8452
5 | 143 | 16 | 9060.3208 | 3309.4121 | 1386.338 | 13756.0709 | 5904.1189 | 830.8509 | 3909.9225 | 10644.8923 | 2856.7113 | 951.7733 | 342.2537 | 4150.7383 | -1039.5596
5 | 143 | 17 | 9044.7354 | 3284.0683 | 1382.5969 | 13711.4006 | 7120.2662 | 1268.4907 | 3502.5629 | 11891.3198 | 2382.2161 | 929.5095 | 1201.3839 | 4513.1095 | -2693.0288
5 | 143 | 18 | 9004.8664 | 3279.5229 | 1380.3106 | 13664.6999 | 7486.5861 | 1681.7698 | 3115.5819 | 12283.9377 | 1522.2806 | 795.9274 | 968.2682 | 3286.4762 | -1905.7141
5 | 143 | 19 | 8674.8514 | 3180.5763 | 1342.5848 | 13198.0125 | 9352.5246 | 2370.3752 | 3569.9036 | 15292.8034 | 699.9151 | 378.483 | 319.1982 | 1397.5963 | -3492.3872
5 | 143 | 20 | 8189.0534 | 3006.0851 | 1290.5576 | 12485.6961 | 9942.4322 | 3236.3086 | 3741.389 | 16920.1299 | 0 | 0 | 0 | 0 | -4434.4337
5 | 143 | 21 | 7647.2284 | 2816.1639 | 1240.7802 | 11704.1726 | 9952.5258 | 3345.0515 | 2884.2192 | 16181.7965 | 0 | 0 | 0 | 0 | -4477.6239
5 | 143 | 22 | 7202.5797 | 2644.7166 | 1201.0942 | 11048.3904 | 9144.8475 | 3372.254 | 2022.8472 | 14539.9487 | 0 | 0 | 0 | 0 | -3491.5582
5 | 143 | 23 | 6890.2536 | 2527.2617 | 1175.7137 | 10593.229 | 6720.8774 | 3372.254 | 1068.7853 | 11161.9166 | 0 | 0 | 0 | 0 | -568.6876
5 | 143 | 24 | 6711.6101 | 2456.815 | 1158.6709 | 10327.096 | 5533.728 | 3372.254 | 722.9754 | 9628.9574 | 0 | 0 | 0 | 0 | 698.1387
5 | 144 | 1 | 6633.2293 | 2427.8318 | 1155.3788 | 10216.4398 | 4418.8302 | 2662.8717 | 257.0458 | 7338.7476 | 0 | 0 | 0 | 0 | 2877.6922
5 | 144 | 2 | 6676.1675 | 2432.4451 | 1158.8198 | 10267.4323 | 3325.4864 | 2558.9266 | 166.7287 | 6051.1417 | 0 | 0 | 0 | 0 | 4216.2907
5 | 144 | 3 | 6815.0085 | 2468.8421 | 1167.6738 | 10451.5244 | 2713.1197 | 2486.3171 | 104.8658 | 5304.3026 | 0 | 0 | 0 | 0 | 5147.2218
5 | 144 | 4 | 7112.9232 | 2564.1178 | 1204.4374 | 10881.4783 | 2746.7 | 2154.619 | 148.5772 | 5049.8962 | 0 | 0 | 0 | 0 | 5831.5822
5 | 144 | 5 | 7586.8739 | 2723.4549 | 1275.0128 | 11585.3416 | 3108.8421 | 2052.2319 | 180.6792 | 5341.7533 | 0 | 0 | 0 | 0 | 6243.5883
5 | 144 | 6 | 8191.1323 | 2936.1463 | 1342.191 | 12469.4697 | 3652.1005 | 1854.9259 | 249.0132 | 5756.0396 | 367.3511 | 143.3226 | 399.367 | 910.0406 | 5803.3894
5 | 144 | 7 | 8597.3751 | 3098.1704 | 1367.9486 | 13063.4942 | 3532.9727 | 1807.6702 | 137.7581 | 5478.4011 | 1783.8792 | 491.1929 | 939.153 | 3214.2251 | 4370.8681
5 | 144 | 8 | 8741.5425 | 3194.4232 | 1385.9104 | 13321.8762 | 2472.4124 | 1207.8023 | 96.8331 | 3777.0479 | 2624.334 | 907.2459 | 1838.0184 | 5369.5982 | 4175.2301
5 | 144 | 9 | 8791.6933 | 3220.5889 | 1376.7218 | 13389.004 | 2828.8767 | 870.827 | 167.7504 | 3867.454 | 2778.7883 | 986.5603 | 1622.5842 | 5387.9328 | 4133.6172
5 | 144 | 10 | 8755.6854 | 3201.0865 | 1367.355 | 13324.1269 | 3098.9892 | 777.9662 | 360.7034 | 4237.6587 | 2994.9092 | 1000 | 1443.2426 | 5438.1517 | 3648.3164
5 | 144 | 11 | 8623.2136 | 3171.4119 | 1359.2635 | 13153.8889 | 3511.2283 | 808.8944 | 421.1819 | 4741.3045 | 2949.9406 | 997.6922 | 1761.1372 | 5708.77 | 2703.8144
5 | 144 | 12 | 8514.1039 | 3149.4287 | 1351.8364 | 13015.369 | 3672.2945 | 795.295 | 578.8195 | 5046.4089 | 2909.5875 | 983.7774 | 1639.7033 | 5533.0682 | 2435.8918
5 | 144 | 13 | 8606.8843 | 3191.0957 | 1357.4738 | 13155.4538 | 3494.3272 | 824.9125 | 670.4346 | 4989.6743 | 2922.111 | 974.037 | 1640.5204 | 5536.6683 | 2629.1112
5 | 144 | 14 | 8857.739 | 3286.2631 | 1385.5175 | 13529.5196 | 2872.2491 | 665.5125 | 688.1371 | 4225.8987 | 2927.6769 | 972.6455 | 1832.2277 | 5732.5501 | 3571.0708
5 | 144 | 15 | 9227.2093 | 3411.695 | 1415.9518 | 14054.8561 | 2249.647 | 498.4357 | 905.8813 | 3653.9639 | 2955.5065 | 975.4284 | 1815.9258 | 5746.8607 | 4654.0315
5 | 144 | 16 | 9487.0804 | 3488.7005 | 1436.2422 | 14412.0231 | 1942.8217 | 313.5921 | 1099.1868 | 3355.6006 | 2931.8513 | 965.6881 | 1955.6484 | 5853.1877 | 5203.2347
5 | 144 | 17 | 9585.3096 | 3522.6739 | 1441.6505 | 14549.634 | 1594.2133 | 128.4636 | 1176.7259 | 2899.4028 | 2784.3542 | 916.9862 | 1835.5479 | 5536.8884 | 6113.3428
5 | 144 | 18 | 9642.2038 | 3545.6297 | 1428.3011 | 14616.1345 | 1857.3816 | 143.9 | 1622.1492 | 3623.4308 | 2361.3439 | 790.3615 | 1505.7758 | 4657.4812 | 6335.2226
5 | 144 | 19 | 9257.833 | 3429.2233 | 1369.3466 | 14056.4028 | 2797.159 | 374.1312 | 2542.1976 | 5713.4878 | 1070.0492 | 374.3085 | 638.5097 | 2082.8674 | 6260.0476
5 | 144 | 20 | 8523.9531 | 3157.9684 | 1292.0465 | 12973.968 | 3959.946 | 611.6658 | 3105.3525 | 7676.9643 | 0 | 0 | 0 | 0 | 5297.0038
5 | 144 | 21 | 7827.6765 | 2897.2668 | 1234.6679 | 11959.6112 | 6176.2976 | 636.5473 | 3579.9342 | 10392.779 | 0 | 0 | 0 | 0 | 1566.8322
5 | 144 | 22 | 7307.6584 | 2699.4796 | 1192.1267 | 11199.2647 | 7666.5625 | 1462.7145 | 3683.6004 | 12812.8774 | 0 | 0 | 0 | 0 | -1613.6127
5 | 144 | 23 | 7026.2143 | 2592.4066 | 1173.9318 | 10792.5527 | 8558.8109 | 2007.9916 | 3859.1675 | 14425.97 | 0 | 0 | 0 | 0 | -3633.4174
5 | 144 | 24 | 6880.3545 | 2533.4703 | 1158.5984 | 10572.4232 | 8679.2697 | 1862.0447 | 4132.1005 | 14673.4149 | 0 | 0 | 0 | 0 | -4100.9917
5 | 145 | 1 | 6836.7587 | 2516.641 | 1144.3799 | 10497.7797 | 9379.3649 | 2005.5869 | 4230.8536 | 15615.8053 | 0 | 0 | 0 | 0 | -5118.0257
5 | 145 | 2 | 7028.6361 | 2570.2176 | 1156.4375 | 10755.2912 | 9554.1711 | 2183.9841 | 4236.4446 | 15974.5998 | 0 | 0 | 0 | 0 | -5219.3087
5 | 145 | 3 | 7516.6083 | 2738.4662 | 1204.3734 | 11459.4479 | 9692.6107 | 2370.5043 | 4252.4801 | 16315.5951 | 0 | 0 | 0 | 0 | -4856.1472
5 | 145 | 4 | 8512.9593 | 3095.6638 | 1287.5228 | 12896.1459 | 9724.1053 | 2405.6027 | 4263.3913 | 16393.0993 | 0 | 0 | 0 | 0 | -3496.9535
5 | 145 | 5 | 9329.9925 | 3402.1474 | 1369.0931 | 14101.2329 | 9664.813 | 2375.8289 | 4222.155 | 16262.7969 | 0 | 0 | 0 | 0 | -2161.5639
5 | 145 | 6 | 9754.4315 | 3573.9272 | 1408.6743 | 14737.0331 | 9722.2845 | 2293.2686 | 4263.3913 | 16278.9443 | 485.627 | 132.1907 | 430.7251 | 1048.5429 | -2590.4541
5 | 145 | 7 | 10028.5905 | 3704.3786 | 1431.4499 | 15164.419 | 9750.4001 | 2179.7447 | 4263.3913 | 16193.5361 | 1827.015 | 555.2011 | 1275.8734 | 3658.0895 | -4687.2066
5 | 145 | 8 | 10303.9775 | 3874.6401 | 1442.8087 | 15621.4263 | 9000.6806 | 1182.6254 | 4263.3913 | 14446.6973 | 2636.8572 | 847.4122 | 1730.6496 | 5214.919 | -4040.1899
5 | 145 | 9 | 10571.1557 | 4030.6319 | 1443.7465 | 16045.5341 | 7565.0594 | 612.2887 | 4214.8665 | 12392.2146 | 2894.2813 | 950.3818 | 1890.978 | 5735.6411 | -2082.3216
5 | 145 | 10 | 10813.5142 | 4182.8502 | 1437.2218 | 16433.5862 | 7784.2274 | 684.2435 | 4224.6451 | 12693.1159 | 2788.5287 | 974.037 | 1849.0252 | 5611.5908 | -1871.1205
5 | 145 | 11 | 11107.4615 | 4376.0252 | 1439.2437 | 16922.7304 | 8831.8266 | 956.4791 | 4259.2685 | 14047.5742 | 2684.1676 | 873.8503 | 1515.403 | 5073.4209 | -2198.2646
5 | 145 | 12 | 11262.0202 | 4535.5086 | 1429.7047 | 17227.2335 | 10014.5806 | 1701.6116 | 4262.723 | 15978.9153 | 2543.6279 | 898.897 | 1609.6741 | 5052.199 | -3803.8808
5 | 145 | 13 | 11530.7164 | 4664.7593 | 1435.062 | 17630.5377 | 10511.8582 | 1985.479 | 4252.5656 | 16749.9028 | 2604.8531 | 811.2337 | 1512.6291 | 4928.7159 | -4048.081
5 | 145 | 14 | 11843.2453 | 4814.8971 | 1451.3383 | 18109.4807 | 10426.0366 | 2277.4996 | 4259.9609 | 16963.4971 | 2497.7091 | 886.3737 | 1481.2084 | 4865.2912 | -3719.3076
5 | 145 | 15 | 12115.0599 | 4888.6472 | 1468.7592 | 18472.4663 | 10468.6306 | 2490.8346 | 4261.4162 | 17220.8814 | 2464.3135 | 960.1222 | 1468.6017 | 4893.0374 | -3641.4525
5 | 145 | 16 | 12230.9294 | 4871.1416 | 1477.9645 | 18580.0355 | 10302.5157 | 2538.9034 | 4256.0059 | 17097.425 | 2236.1106 | 940.6414 | 800.9498 | 3977.7018 | -2495.0913
5 | 145 | 17 | 12052.0262 | 4783.1735 | 1464.7301 | 18299.9299 | 10130.9044 | 2753.12 | 4263.3913 | 17147.4157 | 2101.1369 | 883.5907 | 705.5001 | 3690.2277 | -2537.7135
5 | 145 | 18 | 11817.3032 | 4688.8812 | 1447.6619 | 17953.8463 | 10344.2296 | 2870.2272 | 4263.3913 | 17477.8482 | 1533.4125 | 734.7022 | 315.9152 | 2584.0299 | -2108.0318
5 | 145 | 19 | 11204.038 | 4433.0818 | 1392.2674 | 17029.3872 | 10263.1115 | 3183.0001 | 4263.3913 | 17709.5029 | 791.7529 | 335.347 | 141.3432 | 1268.4431 | -1948.5588
5 | 145 | 20 | 10145.0489 | 3999.7935 | 1309.1395 | 15453.9818 | 10423.1784 | 3155.7643 | 4263.3913 | 17842.334 | 0 | 0 | 0 | 0 | -2388.3522
5 | 145 | 21 | 9137.7121 | 3572.963 | 1235.1206 | 13945.7958 | 10382.1423 | 3154.73 | 4263.3913 | 17800.2636 | 0 | 0 | 0 | 0 | -3854.4678
5 | 145 | 22 | 8415.2976 | 3279.3182 | 1192.9686 | 12887.5844 | 10365.4543 | 3053.8499 | 4169.8262 | 17589.1305 | 0 | 0 | 0 | 0 | -4701.546
5 | 145 | 23 | 7990.1231 | 3071.1769 | 1165.9555 | 12227.2555 | 10260.6518 | 2695.1361 | 3693.7545 | 16649.5423 | 0 | 0 | 0 | 0 | -4422.2869
5 | 145 | 24 | 7707.9026 | 2940.1917 | 1144.6964 | 11792.7907 | 10107.2619 | 2713.794 | 4027.7216 | 16848.7776 | 0 | 0 | 0 | 0 | -5055.9869
5 | 146 | 1 | 7564.4091 | 2870.0878 | 1139.8025 | 11574.2993 | 10179.4011 | 2876.4782 | 4058.5504 | 17114.4297 | 0 | 0 | 0 | 0 | -5540.1304
5 | 146 | 2 | 7634.7754 | 2869.809 | 1150.1106 | 11654.695 | 9842.53 | 2869.4226 | 3764.3871 | 16476.3397 | 0 | 0 | 0 | 0 | -4821.6447
5 | 146 | 3 | 8014.612 | 3000.8225 | 1199.6348 | 12215.0693 | 9237.8179 | 2682.2163 | 3489.4251 | 15409.4592 | 0 | 0 | 0 | 0 | -3194.3899
5 | 146 | 4 | 8886.1381 | 3330.1297 | 1285.0297 | 13501.2976 | 9105.7146 | 2642.3689 | 2995.1056 | 14743.1892 | 0 | 0 | 0 | 0 | -1241.8916
5 | 146 | 5 | 9537.3075 | 3630.4985 | 1344.1135 | 14511.9195 | 8853.5731 | 2622.9856 | 2861.0789 | 14337.6377 | 0 | 0 | 0 | 0 | 174.2818
5 | 146 | 6 | 9871.9173 | 3800.7778 | 1387.3336 | 15060.0287 | 8347.5509 | 2508.4494 | 1985.3709 | 12841.3713 | 417.4444 | 139.1481 | 97.237 | 653.8296 | 1564.8279
5 | 146 | 7 | 10039.2241 | 3910.4635 | 1402.4845 | 15352.1721 | 7962.4097 | 2169.8788 | 1383.5251 | 11515.8135 | 1405.3962 | 574.6818 | 299.8307 | 2279.9087 | 1556.4498
5 | 146 | 8 | 10170.1122 | 4021.4964 | 1404.7342 | 15596.3428 | 6458.3954 | 1049.6231 | 1179.7791 | 8687.7976 | 2077.4817 | 855.7611 | 122.9667 | 3056.2095 | 3852.3357
5 | 146 | 9 | 10272.8989 | 4138.0914 | 1401.6266 | 15812.617 | 5342.1165 | 595.8762 | 711.2135 | 6649.2062 | 1886.8488 | 918.3778 | 152.3962 | 2957.6227 | 6205.788
5 | 146 | 10 | 10365.1574 | 4209.3705 | 1396.6489 | 15971.1768 | 4101.9632 | 408.5215 | 691.4304 | 5201.9151 | 1596.0291 | 832.1059 | 241.3423 | 2669.4773 | 8099.7844
5 | 146 | 11 | 10523.1587 | 4280.4333 | 1391.9218 | 16195.5139 | 3559.7985 | 380.9042 | 669.4048 | 4610.1074 | 1547.3273 | 770.8807 | 515.1679 | 2833.3759 | 8752.0305
5 | 146 | 12 | 10680.2479 | 4332.9567 | 1387.6397 | 16400.8442 | 3267.2605 | 436.0152 | 948.1246 | 4651.4003 | 1909.1124 | 805.6677 | 688.536 | 3403.3162 | 8346.1278
5 | 146 | 13 | 10923.1469 | 4406.8413 | 1392.9559 | 16722.944 | 2998.4086 | 482.2524 | 1153.3223 | 4633.9834 | 2006.5161 | 731.9192 | 798.4793 | 3536.9147 | 8552.0459
5 | 146 | 14 | 11183.2201 | 4477.9543 | 1403.4774 | 17064.6518 | 2716.4706 | 482.8733 | 1339.4827 | 4538.8266 | 1756.0495 | 708.264 | 842.84 | 3307.1536 | 9218.6716
5 | 146 | 15 | 11386.4106 | 4489.202 | 1421.6866 | 17297.2992 | 2889.3634 | 470.2665 | 1626.748 | 4986.3778 | 1874.3254 | 736.0936 | 952.0913 | 3562.5104 | 8748.4111
5 | 146 | 16 | 11362.9508 | 4422.6629 | 1429.5096 | 17215.1232 | 3249.2676 | 397.1183 | 1787.8045 | 5434.1905 | 1654.4714 | 441.0996 | 1218.1722 | 3313.7432 | 8467.1896
5 | 146 | 17 | 11172.2167 | 4269.5237 | 1419 | 16860.7404 | 3314.7764 | 397.4128 | 2035.2821 | 5747.4713 | 1046.394 | 237.9433 | 822.2297 | 2106.567 | 9006.7021
5 | 146 | 18 | 11034.4292 | 4163.6096 | 1417.0487 | 16615.0875 | 2159.9944 | 586.695 | 3015.2212 | 5761.9106 | 389.6148 | 300.56 | 490.3414 | 1180.5162 | 9672.6607
5 | 146 | 19 | 10534.621 | 3967.8519 | 1381.667 | 15884.14 | 2184.0229 | 810.8515 | 3885.1138 | 6879.9882 | 189.2415 | 97.4037 | 236.2511 | 522.8963 | 8481.2555
5 | 146 | 20 | 9594.159 | 3596.8029 | 1292.1139 | 14483.0758 | 5690.5339 | 861.7798 | 3983.1573 | 10535.4711 | 0 | 0 | 0 | 0 | 3947.6047
5 | 146 | 21 | 8693.9291 | 3238.9639 | 1228.3404 | 13161.2334 | 7358.2304 | 1120.251 | 4198.023 | 12676.5044 | 0 | 0 | 0 | 0 | 484.7291
5 | 146 | 22 | 8045.5049 | 2966.9442 | 1192.5164 | 12204.9655 | 6827.6646 | 1241.1579 | 4143.2691 | 12212.0915 | 0 | 0 | 0 | 0 | -7.126
5 | 146 | 23 | 7639.338 | 2801.4992 | 1170.8259 | 11611.6632 | 6703.7137 | 2487.8092 | 3687.0599 | 12878.5828 | 0 | 0 | 0 | 0 | -1266.9196
5 | 146 | 24 | 7404.3621 | 2699.2128 | 1164.2165 | 11267.7914 | 8591.3055 | 2805.2098 | 3606.3491 | 15002.8644 | 0 | 0 | 0 | 0 | -3735.073
5 | 147 | 1 | 7285.6946 | 2648.5904 | 1160.7089 | 11094.9939 | 9532.2092 | 3039.2254 | 3713.4384 | 16284.873 | 0 | 0 | 0 | 0 | -5189.8791
5 | 147 | 2 | 7376.5047 | 2672.6933 | 1177.1985 | 11226.3965 | 8986.0233 | 3219.9053 | 3475.9277 | 15681.8564 | 0 | 0 | 0 | 0 | -4455.4599
5 | 147 | 3 | 7753.4055 | 2789.3027 | 1218.1776 | 11760.8857 | 8902.1924 | 3217.8834 | 2686.1965 | 14806.2723 | 0 | 0 | 0 | 0 | -3045.3866
5 | 147 | 4 | 8644.3372 | 3118.9805 | 1306.5238 | 13069.8415 | 8622.9854 | 2536.3753 | 2511.0824 | 13670.4431 | 0 | 0 | 0 | 0 | -600.6016
5 | 147 | 5 | 9394.2563 | 3405.2637 | 1375.9082 | 14175.4282 | 8845.6353 | 2499.8648 | 1903.1777 | 13248.6777 | 0 | 0 | 0 | 0 | 926.7505
5 | 147 | 6 | 9757.1195 | 3573.4463 | 1412.1883 | 14742.7542 | 8874.2499 | 2715.2133 | 1757.1614 | 13346.6246 | 13.9148 | 0 | 289.2062 | 303.121 | 1093.0085
5 | 147 | 7 | 9976.6038 | 3682.1989 | 1427.1538 | 15085.9564 | 8176.8619 | 2442.7875 | 1184.7473 | 11804.3967 | 82.0974 | 11.1319 | 809.2642 | 902.4935 | 2379.0662
5 | 147 | 8 | 10140.9783 | 3785.115 | 1431.6076 | 15357.7009 | 7630.7934 | 2245.0068 | 1116.6759 | 10992.4761 | 303.3429 | 22.2637 | 1054.1143 | 1379.7209 | 2985.5038
5 | 147 | 9 | 10326.0134 | 3868.355 | 1431.4695 | 15625.8379 | 7797.2306 | 2440.6431 | 1163.7416 | 11401.6154 | 452.2315 | 68.1826 | 1154.3218 | 1674.7358 | 2549.4866
5 | 147 | 10 | 10498.2855 | 3934.7086 | 1425.5198 | 15858.5139 | 8463.3338 | 2703.3154 | 1169.6267 | 12336.2758 | 747.2255 | 87.6633 | 1135.5331 | 1970.422 | 1551.8161
5 | 147 | 11 | 10750.8614 | 4015.3984 | 1430.6152 | 16196.8751 | 8440.9693 | 2842.0755 | 1251.2965 | 12534.3413 | 715.2214 | 77.923 | 1387.3496 | 2180.4939 | 1482.0399
5 | 147 | 12 | 10988.1872 | 4052.6787 | 1432.5961 | 16473.462 | 8854.233 | 2895.8026 | 1377.3702 | 13127.4058 | 832.1059 | 72.357 | 1435.5886 | 2340.0515 | 1006.0047
5 | 147 | 13 | 11343.6538 | 4074.7749 | 1435.8744 | 16854.3031 | 8795.0477 | 2922.3806 | 1373.5799 | 13091.0082 | 516.2396 | 79.3144 | 1148.0773 | 1743.6314 | 2019.6635
5 | 147 | 14 | 11648.0002 | 4100.001 | 1442.263 | 17190.2643 | 9058.1231 | 2639.2652 | 1431.7075 | 13129.0958 | 496.7589 | 73.7485 | 981.0787 | 1551.5861 | 2509.5825
5 | 147 | 15 | 11824.8462 | 4132.3558 | 1454.7034 | 17411.9053 | 9118.6339 | 2620.0584 | 1551.7174 | 13290.4097 | 499.5418 | 54.2678 | 917.654 | 1471.4636 | 2650.032
5 | 147 | 16 | 11849.0256 | 4129.1638 | 1463.1746 | 17441.3641 | 9002.4288 | 2593.1067 | 1578.844 | 13174.3795 | 450.84 | 54.2678 | 1045.0451 | 1550.1529 | 2716.8317
5 | 147 | 17 | 11713.7513 | 4089.6085 | 1450.9091 | 17254.2689 | 8219.5179 | 2656.1508 | 1635.6906 | 12511.3593 | 173.9352 | 30.6126 | 760.3839 | 964.9317 | 3777.978
5 | 147 | 18 | 11590.4756 | 4053.3646 | 1440.3656 | 17084.2057 | 7607.0165 | 2634.8331 | 1875.2383 | 12117.0879 | 59.8337 | 19.4807 | 141.4682 | 220.7826 | 4746.3352
5 | 147 | 19 | 11104.7781 | 3882.5286 | 1403.3567 | 16390.6633 | 7575.6608 | 2626.8489 | 2332.3648 | 12534.8746 | 27.8296 | 36.1785 | 149.5254 | 213.5335 | 3642.2553
5 | 147 | 20 | 10186.8371 | 3576.4815 | 1339.4245 | 15102.7431 | 7575.5142 | 2601.8133 | 2678.9376 | 12856.2651 | 0 | 0 | 0 | 0 | 2246.478
5 | 147 | 21 | 9273.6637 | 3256.6428 | 1266.6964 | 13797.0029 | 7649.7746 | 2509.9898 | 2696.8002 | 12856.5646 | 0 | 0 | 0 | 0 | 940.4383
5 | 147 | 22 | 8623.9146 | 3027.5091 | 1218.1047 | 12869.5284 | 6855.643 | 2418.7008 | 2493.5145 | 11767.8583 | 0 | 0 | 0 | 0 | 1101.67
5 | 147 | 23 | 8215.8144 | 2890.4457 | 1191.2729 | 12297.5329 | 6570.7977 | 2329.0797 | 2365.8374 | 11265.7148 | 0 | 0 | 0 | 0 | 1031.8181
5 | 147 | 24 | 7972.3508 | 2805.3766 | 1168.4226 | 11946.15 | 6017.1507 | 2288.3603 | 2205.1616 | 10510.6726 | 0 | 0 | 0 | 0 | 1435.4774
5 | 148 | 1 | 7857.644 | 2767.7918 | 1158.9115 | 11784.3474 | 5412.1215 | 1656.3122 | 2059.0079 | 9127.4416 | 0 | 0 | 0 | 0 | 2656.9058
5 | 148 | 2 | 7979.3621 | 2798.422 | 1177 | 11954.784 | 4887.0387 | 1452.1929 | 1894.1339 | 8233.3655 | 0 | 0 | 0 | 0 | 3721.4186
5 | 148 | 3 | 8414.6648 | 2954.6656 | 1223.7964 | 12593.1268 | 4239.5232 | 1343.1899 | 1734.5466 | 7317.2597 | 0 | 0 | 0 | 0 | 5275.8671
5 | 148 | 4 | 9384.0399 | 3307.5889 | 1309.6501 | 14001.2789 | 4230.8703 | 1054.9165 | 1699.4561 | 6985.2429 | 0 | 0 | 0 | 0 | 7016.036
5 | 148 | 5 | 10227.5602 | 3619.6871 | 1380.0488 | 15227.2961 | 3479.9105 | 1063.664 | 1589.5821 | 6133.1565 | 0 | 0 | 0 | 0 | 9094.1396
5 | 148 | 6 | 10757.9913 | 3814.9578 | 1436.651 | 16009.6001 | 3036.4143 | 1001.3916 | 1390.5905 | 5428.3965 | 2.783 | 4.1744 | 171.4974 | 178.4548 | 10402.7488
5 | 148 | 7 | 11113.2489 | 3932.9493 | 1459.268 | 16505.4663 | 2632.8307 | 627.8754 | 943.6699 | 4204.376 | 86.2718 | 189.2415 | 188.3202 | 463.8335 | 11837.2568
5 | 148 | 8 | 11367.9903 | 4007.6182 | 1463.686 | 16839.2945 | 1717.1016 | 429.6507 | 777.7021 | 2924.4544 | 427.1848 | 61.2252 | 392.3008 | 880.7108 | 13034.1293
5 | 148 | 9 | 11585.9885 | 4044.6692 | 1463.9501 | 17094.6079 | 1275.7887 | 181.6463 | 782.9225 | 2240.3574 | 478.6696 | 514.8481 | 839.5688 | 1833.0865 | 13021.1639
5 | 148 | 10 | 11709.8344 | 4044.5647 | 1462.8742 | 17217.2733 | 1108.6639 | 67.3663 | 802.6343 | 1978.6644 | 521.8055 | 179.5011 | 696.8758 | 1398.1824 | 13840.4264
5 | 148 | 11 | 11789.1846 | 4103.3137 | 1467.2903 | 17359.7886 | 1024.9299 | 2.8141 | 884.4511 | 1912.1951 | 467.5378 | 207.3307 | 734.2465 | 1409.115 | 14038.4785
5 | 148 | 12 | 11813.306 | 4157.8552 | 1465.8994 | 17437.0606 | 946.6342 | 0 | 1106.0696 | 2052.7039 | 713.8299 | 353.4363 | 1032.7275 | 2099.9937 | 13284.3631
5 | 148 | 13 | 11919.2688 | 4217.5273 | 1472.0247 | 17608.8208 | 901.5646 | 0 | 1379.8478 | 2281.4124 | 783.404 | 475.8866 | 1019.7784 | 2279.069 | 13048.3393
5 | 148 | 14 | 12103.8844 | 4346.5715 | 1484.4585 | 17934.9145 | 958.6722 | 1.8578 | 1759.4246 | 2719.9546 | 1131.2744 | 450.84 | 812.3271 | 2394.4414 | 12820.5184
5 | 148 | 15 | 12270.5752 | 4457.2019 | 1494.504 | 18222.2811 | 1035.1948 | 27.2012 | 1912.0544 | 2974.4504 | 1179.9762 | 441.0996 | 564.0319 | 2185.1078 | 13062.7229
5 | 148 | 16 | 12295.1521 | 4458.6292 | 1493.5831 | 18247.3644 | 1083.3008 | 73.5167 | 1878.8928 | 3035.7103 | 1038.0451 | 549.6352 | 946.9928 | 2534.6731 | 12676.981
5 | 148 | 17 | 12156.6221 | 4367.5479 | 1484.0147 | 18008.1846 | 1044.265 | 100.2986 | 2033.1728 | 3177.7364 | 1104.8362 | 388.2233 | 668.1222 | 2161.1817 | 12669.2665
5 | 148 | 18 | 12085.7531 | 4312.1559 | 1477.4154 | 17875.3244 | 1326.5268 | 213.9423 | 1997.961 | 3538.4302 | 320.0407 | 93.2293 | 1119.0274 | 1532.2974 | 12804.5967
5 | 148 | 19 | 11670.9711 | 4164.1894 | 1435.048 | 17270.2084 | 2098.0951 | 447.9689 | 2341.507 | 4887.5711 | 480.0611 | 75.14 | 522.8917 | 1078.0928 | 11304.5445
5 | 148 | 20 | 10836.4912 | 3863.3502 | 1371.4935 | 16071.3349 | 4841.8074 | 1574.0708 | 2764.2342 | 9180.1124 | 0 | 0 | 0 | 0 | 6891.2225
5 | 148 | 21 | 9931.0088 | 3532.9863 | 1302.9159 | 14766.9109 | 8727.031 | 2348.6943 | 3116.1648 | 14191.89 | 0 | 0 | 0 | 0 | 575.0209
5 | 148 | 22 | 9193.7388 | 3255.0629 | 1244.2768 | 13693.0786 | 9274.5849 | 2746.6212 | 3396.3258 | 15417.5319 | 0 | 0 | 0 | 0 | -1724.4533
5 | 148 | 23 | 8712.6458 | 3080.821 | 1208.0752 | 13001.5421 | 9494.2856 | 2706.6804 | 3499.0519 | 15700.0179 | 0 | 0 | 0 | 0 | -2698.4758
5 | 148 | 24 | 8424.7835 | 2973.7739 | 1190.507 | 12589.0643 | 8463.1796 | 2721.7987 | 3512.2529 | 14697.2311 | 0 | 0 | 0 | 0 | -2108.1667
5 | 149 | 1 | 8255.2766 | 2913.0803 | 1181.4249 | 12349.7819 | 7650.0565 | 2699.6298 | 3551.6968 | 13901.383 | 0 | 0 | 0 | 0 | -1551.6011
5 | 149 | 2 | 8216.2507 | 2889.2606 | 1183.48 | 12288.9913 | 6890.7901 | 2662.2026 | 3172.6492 | 12725.6418 | 0 | 0 | 0 | 0 | -436.6505
5 | 149 | 3 | 8276.3154 | 2910.0085 | 1204.774 | 12391.0978 | 6260.8565 | 2685.5829 | 3038.0704 | 11984.5098 | 0 | 0 | 0 | 0 | 406.588
5 | 149 | 4 | 8673.4039 | 3040.9404 | 1249.8337 | 12964.1779 | 6201.2115 | 2579.2161 | 2991.3553 | 11771.7829 | 0 | 0 | 0 | 0 | 1192.395
5 | 149 | 5 | 9331.001 | 3310.7922 | 1313.6099 | 13955.4031 | 5541.2922 | 2650.161 | 2706.0273 | 10897.4805 | 0 | 0 | 0 | 0 | 3057.9226
5 | 149 | 6 | 10081.8762 | 3650.2683 | 1376.6111 | 15108.7556 | 5356.1277 | 2079.282 | 2351.054 | 9786.4637 | 510.6737 | 141.9311 | 379.84 | 1032.4448 | 4289.8471
5 | 149 | 7 | 10701.4336 | 3960.2844 | 1410.0503 | 16071.7683 | 3925.1687 | 1185.6301 | 1948.9918 | 7059.7905 | 1772.7473 | 524.5885 | 1358.5289 | 3655.8647 | 5356.1131
5 | 149 | 8 | 11197.2615 | 4223.1857 | 1422.7602 | 16843.2074 | 2996.5371 | 231.2616 | 2064.3142 | 5292.1129 | 2483.7943 | 388.2233 | 1814.3839 | 4686.4016 | 6864.6929
5 | 149 | 9 | 11379.982 | 4432.9809 | 1424.7766 | 17237.7395 | 2540.1841 | 42.8274 | 2873.8314 | 5456.8428 | 2771.8309 | 930.9011 | 1947.1536 | 5649.8857 | 6131.0111
5 | 149 | 10 | 11406.9365 | 4571.7273 | 1421.8327 | 17400.4965 | 2440.8564 | 15.4365 | 3416.1205 | 5872.4134 | 2872.0176 | 944.8159 | 1973.5292 | 5790.3627 | 5737.7204
5 | 149 | 11 | 11428.6677 | 4642.8942 | 1417.649 | 17489.211 | 2261.1412 | 7.5237 | 3399.5614 | 5668.2263 | 2869.2346 | 944.8159 | 1952.8862 | 5766.9367 | 6054.048
5 | 149 | 12 | 11440.8978 | 4643.8189 | 1415.3112 | 17500.0279 | 2074.4529 | 14.6632 | 3017.6977 | 5106.8138 | 2835.8391 | 930.9011 | 1909.9587 | 5676.6988 | 6716.5152
5 | 149 | 13 | 11478.4496 | 4705.4102 | 1414.6073 | 17598.4671 | 1988.5774 | 20.8398 | 2734.9918 | 4744.409 | 2827.4902 | 925.3352 | 1921.1321 | 5673.9575 | 7180.1007
5 | 149 | 14 | 11514.8022 | 4730.2898 | 1429.8489 | 17674.9408 | 1847.7258 | 28.4522 | 2536.7572 | 4412.9353 | 2609.0277 | 925.3352 | 1943.2083 | 5477.5711 | 7784.4344
5 | 149 | 15 | 11574.197 | 4670.4295 | 1443.7572 | 17688.3837 | 1618.218 | 30.474 | 2574.3978 | 4223.0897 | 2609.0277 | 929.5095 | 1968.0467 | 5506.5839 | 7958.71
5 | 149 | 16 | 11506.5062 | 4563.6211 | 1433.4532 | 17503.5804 | 1351.6377 | 70.7565 | 2338.4218 | 3760.816 | 2673.0358 | 928.1181 | 1968.0467 | 5569.2005 | 8173.5639
5 | 149 | 17 | 11198.4979 | 4437.0353 | 1405.5734 | 17041.1065 | 1515.4844 | 139.2151 | 2365.1852 | 4019.8847 | 2187.4087 | 790.3615 | 1865.848 | 4843.6181 | 8177.6037
5 | 149 | 18 | 10900.0337 | 4349.3583 | 1394.1966 | 16643.5886 | 1804.0112 | 469.9359 | 2762.1873 | 5036.1344 | 2060.784 | 492.5844 | 1618.7522 | 4172.1206 | 7435.3337
5 | 149 | 19 | 10432.2979 | 4205.049 | 1363.5528 | 16000.8996 | 3520.9444 | 1199.1381 | 3406.8526 | 8126.9351 | 1161.887 | 356.2193 | 795.7634 | 2313.8696 | 5560.0949
5 | 149 | 20 | 9656.9277 | 3933.0508 | 1299.8585 | 14889.8369 | 5404.375 | 1577.0645 | 3604.6339 | 10586.0734 | 0 | 0 | 0 | 0 | 4303.7635
5 | 149 | 21 | 8833.4217 | 3603.9918 | 1236.0915 | 13673.505 | 5695.7271 | 1610.082 | 3630.2486 | 10936.0576 | 0 | 0 | 0 | 0 | 2737.4474
5 | 149 | 22 | 8173.638 | 3291.8394 | 1191.8022 | 12657.2797 | 4863.9821 | 1385.0261 | 3751.1026 | 10000.1108 | 0 | 0 | 0 | 0 | 2657.1689
5 | 149 | 23 | 7705.14 | 3056.1283 | 1167.9985 | 11929.2668 | 3414.1819 | 854.7304 | 3544.3622 | 7813.2745 | 0 | 0 | 0 | 0 | 4115.9923
5 | 149 | 24 | 7395.0408 | 2907.7414 | 1151.9377 | 11454.72 | 2839.5545 | 598.4159 | 3406.977 | 6844.9475 | 0 | 0 | 0 | 0 | 4609.7725
5 | 150 | 1 | 7203.9133 | 2795.65 | 1142.7588 | 11142.3221 | 3258.2041 | 588.8388 | 3262.0937 | 7109.1366 | 0 | 0 | 0 | 0 | 4033.1856
5 | 150 | 2 | 7120.4513 | 2725.0034 | 1132.7672 | 10978.2219 | 3328.8237 | 553.5923 | 2411.0952 | 6293.5113 | 0 | 0 | 0 | 0 | 4684.7106
5 | 150 | 3 | 7057.4 | 2670.3723 | 1133.6157 | 10861.388 | 3646.4091 | 562.7898 | 1912.8306 | 6122.0295 | 0 | 0 | 0 | 0 | 4739.3585
5 | 150 | 4 | 7219.0119 | 2709.2318 | 1166.5915 | 11094.8352 | 4299.8339 | 488.1146 | 1602.5611 | 6390.5096 | 0 | 0 | 0 | 0 | 4704.3256
5 | 150 | 5 | 7552.8207 | 2824.1603 | 1222.6106 | 11599.5916 | 4962.3219 | 665.8153 | 867.3813 | 6495.5185 | 0 | 0 | 0 | 0 | 5104.0731
5 | 150 | 6 | 7947.1243 | 2996.2539 | 1284.1238 | 12227.502 | 5384.3369 | 889.285 | 459.8078 | 6733.4297 | 567.7244 | 157.2374 | 563.2655 | 1288.2273 | 4205.845
5 | 150 | 7 | 8243.9393 | 3128.2026 | 1322.295 | 12694.4369 | 4220.3993 | 707.126 | 205.1696 | 5132.6949 | 1807.5343 | 530.1544 | 1224.0761 | 3561.7648 | 3999.9772
5 | 150 | 8 | 8398.6375 | 3202.4451 | 1337.165 | 12938.2476 | 2751.4942 | 243.7904 | 97.4177 | 3092.7023 | 2666.0784 | 832.1059 | 1808.2809 | 5306.4651 | 4539.0802
5 | 150 | 9 | 8394.4641 | 3246.7112 | 1343.6922 | 12984.8675 | 2208.5774 | 202.0328 | 135.2041 | 2545.8143 | 2923.0272 | 933.684 | 1962.5641 | 5819.2754 | 4619.7779
5 | 150 | 10 | 8387.9315 | 3280.9449 | 1341.8422 | 13010.7185 | 2313.9258 | 216.3646 | 128.2534 | 2658.5439 | 2803.3599 | 967.0796 | 1877.2131 | 5647.6525 | 4704.5221
5 | 150 | 11 | 8371.5983 | 3304.7384 | 1337.1019 | 13013.4386 | 1886.8642 | 265.0334 | 108.0982 | 2259.9958 | 2906.8046 | 964.2966 | 1897.5187 | 5768.6199 | 4984.8229
5 | 150 | 12 | 8400.8481 | 3332.3406 | 1333.5721 | 13066.7608 | 1468.1384 | 421.7255 | 116.4905 | 2006.3544 | 2789.9201 | 958.7307 | 1792.0624 | 5540.7132 | 5519.6932
5 | 150 | 13 | 8551.2938 | 3380.0044 | 1334.4593 | 13265.7575 | 1206.6792 | 510.7716 | 154.8009 | 1872.2517 | 2866.4517 | 957.3392 | 1761.8872 | 5585.6781 | 5807.8277
5 | 150 | 14 | 8874.5642 | 3468.5843 | 1359.2344 | 13702.383 | 1158.5577 | 572.949 | 214.2105 | 1945.7172 | 2853.9283 | 957.3392 | 1814.4719 | 5625.7395 | 6130.9263
5 | 150 | 15 | 9259.5268 | 3566.8344 | 1391.6763 | 14218.0374 | 1254.3864 | 679.1501 | 301.3175 | 2234.854 | 2924.8939 | 974.037 | 1961.1518 | 5860.0826 | 6123.1008
5 | 150 | 16 | 9447.1152 | 3583.9029 | 1397.0532 | 14428.0713 | 1439.139 | 612.9329 | 395.8113 | 2447.8832 | 2828.8817 | 933.684 | 1950.0824 | 5712.6482 | 6267.5399
5 | 150 | 17 | 9453.9159 | 3544.7174 | 1384.7479 | 14383.3812 | 1848.0949 | 590.0425 | 553.8491 | 2991.9865 | 2693.908 | 897.5055 | 1640.4488 | 5231.8622 | 6159.5325
5 | 150 | 18 | 9489.8237 | 3549.8023 | 1376.6013 | 14416.2274 | 2449.8245 | 650.2959 | 1063.8547 | 4163.9751 | 2194.3661 | 709.6555 | 1568.763 | 4472.7846 | 5779.4676
5 | 150 | 19 | 9155.1046 | 3414.6354 | 1338.3316 | 13908.0717 | 5018.0121 | 710.4204 | 2162.5533 | 7890.9857 | 1117.3595 | 389.6148 | 627.0862 | 2134.0605 | 3883.0255
5 | 150 | 20 | 8439.801 | 3148.4792 | 1274.2583 | 12862.5385 | 7684.9111 | 770.9547 | 3537.2431 | 11993.1088 | 0 | 0 | 0 | 0 | 869.4296
5 | 150 | 21 | 7776.5024 | 2885.69 | 1219.5313 | 11881.7236 | 7330.8109 | 755.61 | 3667.1463 | 11753.5671 | 0 | 0 | 0 | 0 | 128.1565
5 | 150 | 22 | 7307.5603 | 2697.3326 | 1182.3964 | 11187.2893 | 6687.8855 | 738.0111 | 3585.1257 | 11011.0223 | 0 | 0 | 0 | 0 | 176.267
5 | 150 | 23 | 7017.1033 | 2590.4283 | 1160.7938 | 10768.3254 | 6823.0912 | 714.5554 | 3396.7975 | 10934.4441 | 0 | 0 | 0 | 0 | -166.1187
5 | 150 | 24 | 6871.4389 | 2527.1732 | 1152.7447 | 10551.3568 | 7338.8205 | 801.6558 | 3382.9965 | 11523.4727 | 0 | 0 | 0 | 0 | -972.116
5 | 151 | 1 | 6838.4023 | 2505.5616 | 1149.683 | 10493.6469 | 7549.2323 | 807.2515 | 3355.6104 | 11712.0942 | 0 | 0 | 0 | 0 | -1218.4474
5 | 151 | 2 | 7004.1691 | 2552.0131 | 1166.221 | 10722.4032 | 7333.501 | 768.1693 | 3287.6898 | 11389.3601 | 0 | 0 | 0 | 0 | -666.9569
5 | 151 | 3 | 7499.8869 | 2721.1982 | 1214.9709 | 11436.0561 | 7185.2224 | 706.1799 | 3175.1315 | 11066.5337 | 0 | 0 | 0 | 0 | 369.5223
5 | 151 | 4 | 8439.8792 | 3056.7749 | 1302.8521 | 12799.5061 | 7079.9557 | 623.6888 | 3110.2505 | 10813.895 | 0 | 0 | 0 | 0 | 1985.6111
5 | 151 | 5 | 9254.307 | 3358.1509 | 1370.5354 | 13982.9933 | 6950.2636 | 473.0895 | 2942.6404 | 10365.9934 | 0 | 0 | 0 | 0 | 3616.9998
5 | 151 | 6 | 9746.2152 | 3500.6679 | 1417.4472 | 14664.3302 | 6693.3055 | 357.3226 | 2603.0587 | 9653.6868 | 709.6555 | 180.8926 | 369.8795 | 1260.4276 | 3750.2158
5 | 151 | 7 | 10015.2019 | 3546.4172 | 1442.6217 | 15004.2408 | 5829.5046 | 167.9738 | 1867.1358 | 7864.6143 | 2010.6906 | 633.1241 | 1089.799 | 3733.6137 | 3406.0129
5 | 151 | 8 | 10133.5148 | 3574.1952 | 1445.3323 | 15153.0423 | 3611.8464 | 70.5377 | 902.0226 | 4584.4067 | 2753.7416 | 886.3737 | 1731.3997 | 5371.515 | 5197.1206
5 | 151 | 9 | 10106.5649 | 3543.9564 | 1438.5788 | 15089.1001 | 2333.9453 | 89.6633 | 491.3366 | 2914.9451 | 2974.037 | 940.6414 | 1929.6478 | 5844.3262 | 6329.8289
5 | 151 | 10 | 10006.4293 | 3515.8433 | 1428.8478 | 14951.1204 | 2109.4936 | 195.7318 | 503.4064 | 2808.6317 | 2839.0633 | 896.114 | 1948.4866 | 5683.6639 | 6458.8248
5 | 151 | 11 | 9966.376 | 3564.5552 | 1426.2565 | 14957.1878 | 2330.6084 | 384.1632 | 410.6508 | 3125.4224 | 2864.5851 | 605.2944 | 1941.6334 | 5411.5129 | 6420.2524
5 | 151 | 12 | 9877.3175 | 3573.3567 | 1418.1512 | 14868.8255 | 2733.4007 | 643.6014 | 314.0844 | 3691.0864 | 2949.9406 | 628.9496 | 1915.9413 | 5494.8315 | 5682.9076
5 | 151 | 13 | 9868.9989 | 3571.1278 | 1419.6122 | 14859.7389 | 3033.632 | 761.3564 | 340.1213 | 4135.1096 | 2916.5449 | 583.0307 | 1906.2634 | 5405.8391 | 5318.7902
5 | 151 | 14 | 9977.1357 | 3605.4335 | 1443.2834 | 15025.8526 | 3586.8782 | 1029.5353 | 571.4892 | 5187.9027 | 2814.9669 | 788.9699 | 1922.8153 | 5526.7521 | 4311.1979
5 | 151 | 15 | 10205.2178 | 3685.7452 | 1480.1051 | 15371.0682 | 4059.5569 | 1216.1727 | 977.5983 | 6253.3279 | 2721.7376 | 423.0103 | 1937.955 | 5082.7029 | 4035.0373
5 | 151 | 16 | 10293.459 | 3725.6471 | 1485.8735 | 15504.9795 | 4951.4283 | 1342.5542 | 1189.0378 | 7483.0203 | 2300.1187 | 937.8585 | 1924.0193 | 5161.9965 | 2859.9627
5 | 151 | 17 | 10217.4916 | 3700.2733 | 1464.867 | 15382.6319 | 5145.8169 | 1397.6187 | 1508.6074 | 8052.043 | 2220.8043 | 205.9392 | 1832.7649 | 4259.5085 | 3071.0804
5 | 151 | 18 | 10071.1798 | 3670.3859 | 1442.4656 | 15184.0313 | 6601.8989 | 1324.3038 | 2021.6047 | 9947.8074 | 2261.1573 | 160.0204 | 1564.7762 | 3985.9538 | 1250.27
5 | 151 | 19 | 9567.1786 | 3509.5891 | 1377.5447 | 14454.3124 | 8332.9044 | 1270.1874 | 3592.5941 | 13195.6858 | 1150.7551 | 378.483 | 758.2768 | 2287.5148 | -1028.8882
5 | 151 | 20 | 8745.5287 | 3219.4388 | 1304.8812 | 13269.8487 | 9498.8014 | 1409.2519 | 4076.8067 | 14984.86 | 0 | 0 | 0 | 0 | -1715.0113
5 | 151 | 21 | 8022.7671 | 2927.8937 | 1246.0805 | 12196.7414 | 9578.1393 | 1461.3555 | 4156.9425 | 15196.4374 | 0 | 0 | 0 | 0 | -2999.696
5 | 151 | 22 | 7505.0579 | 2731.6199 | 1204.4658 | 11441.1436 | 9659.8695 | 1273.1746 | 4128.4756 | 15061.5197 | 0 | 0 | 0 | 0 | -3620.3761
5 | 151 | 23 | 7192.0687 | 2611.0544 | 1178.7228 | 10981.8459 | 9217.3089 | 1296.1693 | 3941.6216 | 14455.0998 | 0 | 0 | 0 | 0 | -3473.2539
5 | 151 | 24 | 7034.3502 | 2541.1992 | 1170.4985 | 10746.0479 | 8749.6768 | 1098.0347 | 3819.3758 | 13667.0874 | 0 | 0 | 0 | 0 | -2921.0395
6 | 152 | 1 | 6979.6885 | 2506.5297 | 1166.1087 | 10652.3269 | 8057.311 | 778.8132 | 3892.8595 | 12728.9837 | 0 | 0 | 0 | 0 | -2076.6568
6 | 152 | 2 | 7122.1552 | 2541.7662 | 1182.2067 | 10846.1281 | 7580.4523 | 548.7108 | 4022.8448 | 12152.0079 | 0 | 0 | 0 | 0 | -1305.8798
6 | 152 | 3 | 7583.2901 | 2693.9744 | 1232.0309 | 11509.2954 | 6850.1553 | 372.9501 | 4044.8419 | 11267.9473 | 0 | 0 | 0 | 0 | 241.3481
6 | 152 | 4 | 8498.5083 | 3031.2896 | 1322.9682 | 12852.7661 | 6475.1346 | 305.7239 | 3897.7569 | 10678.6155 | 0 | 0 | 0 | 0 | 2174.1506
6 | 152 | 5 | 9183.8737 | 3301.6561 | 1386.1269 | 13871.6567 | 5867.8122 | 201.8711 | 3722.9012 | 9792.5846 | 0 | 0 | 0 | 0 | 4079.0721
6 | 152 | 6 | 9388.3865 | 3424.857 | 1425.1924 | 14238.4359 | 5101.1945 | 127.212 | 3333.8059 | 8562.2124 | 217.0711 | 2.783 | 316.7233 | 536.5773 | 5139.6462
6 | 152 | 7 | 9451.4851 | 3499.3349 | 1440.5618 | 14391.3818 | 3707.6573 | 66.6962 | 1792.1518 | 5566.5052 | 489.8015 | 33.3956 | 792.4043 | 1315.6014 | 7509.2752
6 | 152 | 8 | 9592.2608 | 3633.2586 | 1440.0828 | 14665.6021 | 2651.0795 | 34.6988 | 905.7893 | 3591.5676 | 487.0185 | 111.3185 | 856.9216 | 1455.2585 | 9618.776
6 | 152 | 9 | 9854.0228 | 3651.9274 | 1431.8517 | 14937.8019 | 1317.2881 | 11.5864 | 686.6919 | 2015.5663 | 816.7996 | 162.8033 | 897.337 | 1876.9399 | 11045.2957
6 | 152 | 10 | 9958.9382 | 3622.7238 | 1424.4983 | 15006.1603 | 846.3151 | 22.8192 | 408.7366 | 1277.871 | 775.0552 | 101.5781 | 1033.0771 | 1909.7104 | 11818.5789
6 | 152 | 11 | 9983.9279 | 3659.5144 | 1421.0833 | 15064.5256 | 599.6701 | 9.8772 | 429.9958 | 1039.5431 | 811.2337 | 105.7526 | 831.3957 | 1748.3819 | 12276.6005
6 | 152 | 12 | 9837.3527 | 3640.3832 | 1415.3585 | 14893.0944 | 478.4521 | 9.4062 | 490.0176 | 977.8759 | 730.5277 | 217.0711 | 1072.0712 | 2019.6701 | 11895.5484
6 | 152 | 13 | 9811.6753 | 3663.8493 | 1420.5512 | 14896.0758 | 715.6066 | 22.3913 | 753.9278 | 1491.9257 | 879.4162 | 343.6959 | 937.4517 | 2160.5639 | 11243.5862
6 | 152 | 14 | 9880.2057 | 3675.5748 | 1438.3798 | 14994.1603 | 737.3829 | 11.3815 | 918.7752 | 1667.5396 | 701.3066 | 282.4707 | 1110.9657 | 2094.743 | 11231.8776
6 | 152 | 15 | 10154.345 | 3733.543 | 1465.1738 | 15353.0618 | 740.4786 | 35.5397 | 596.433 | 1372.4513 | 918.3777 | 379.8744 | 1118.569 | 2416.8211 | 11563.7894
6 | 152 | 16 | 10286.5857 | 3772.8203 | 1478.942 | 15538.348 | 1129.8119 | 20.6019 | 396.7997 | 1547.2136 | 1335.8221 | 276.9048 | 1235.7497 | 2848.4766 | 11142.6578
6 | 152 | 17 | 10280.0378 | 3728.6382 | 1465.6897 | 15474.3657 | 683.3479 | 9.0262 | 514.3553 | 1206.7295 | 1415.1366 | 375.7 | 1000.2233 | 2791.0599 | 11476.5763
6 | 152 | 18 | 10140.368 | 3679.4285 | 1442.8438 | 15262.6403 | 354.7969 | 2.597 | 457.4862 | 814.8801 | 1097.8788 | 500.9333 | 387.9108 | 1986.7229 | 12461.0373
6 | 152 | 19 | 9625.5374 | 3531.9557 | 1387.0691 | 14544.5622 | 462.6825 | 30.9624 | 269.3462 | 762.9911 | 385.4403 | 107.1441 | 278.1921 | 770.7765 | 13010.7946
6 | 152 | 20 | 8809.3652 | 3237.7856 | 1307.9177 | 13355.0686 | 963.5411 | 220.8526 | 449.7352 | 1634.129 | 0 | 0 | 0 | 0 | 11720.9395
6 | 152 | 21 | 8058.136 | 2937.9883 | 1240.8356 | 12236.9599 | 2492.0894 | 597.1763 | 1021.2686 | 4110.5343 | 0 | 0 | 0 | 0 | 8126.4256
6 | 152 | 22 | 7550.4339 | 2742.5135 | 1197.7692 | 11490.7166 | 2370.5342 | 629.9432 | 1369.4051 | 4369.8825 | 0 | 0 | 0 | 0 | 7120.8341
6 | 152 | 23 | 7265.9301 | 2635.3469 | 1180.8518 | 11082.1288 | 3591.6143 | 577.4202 | 1655.7444 | 5824.7789 | 0 | 0 | 0 | 0 | 5257.3499
6 | 152 | 24 | 7039.1121 | 2546.3269 | 1163.0575 | 10748.4965 | 4321.0563 | 832.9423 | 1984.773 | 7138.7716 | 0 | 0 | 0 | 0 | 3609.7249
6 | 153 | 1 | 6981.216 | 2512.0978 | 1156.0192 | 10649.3331 | 4749.9661 | 960.6142 | 2052.3522 | 7762.9325 | 0 | 0 | 0 | 0 | 2886.4006
6 | 153 | 2 | 7125.2658 | 2550.9803 | 1172.6838 | 10848.9298 | 4958.3193 | 874.7805 | 2244.3796 | 8077.4794 | 0 | 0 | 0 | 0 | 2771.4504
6 | 153 | 3 | 7574.4244 | 2702.6576 | 1223.8641 | 11500.9462 | 5758.2694 | 668.6114 | 2752.5793 | 9179.4601 | 0 | 0 | 0 | 0 | 2321.4861
6 | 153 | 4 | 8497.8547 | 3037.5898 | 1314.2065 | 12849.6511 | 6166.8117 | 716.735 | 3148.5482 | 10032.0949 | 0 | 0 | 0 | 0 | 2817.5562
6 | 153 | 5 | 9230.0436 | 3305.2425 | 1373.9292 | 13909.2153 | 7231.7906 | 1084.9995 | 3294.0228 | 11610.8129 | 0 | 0 | 0 | 0 | 2298.4023
6 | 153 | 6 | 9551.0628 | 3423.7241 | 1407.9505 | 14382.7374 | 7668.0968 | 1336.2655 | 3503.4083 | 12507.7706 | 89.0548 | 20.8722 | 68.1826 | 178.1096 | 1696.8572
6 | 153 | 7 | 9652.8967 | 3481.0948 | 1420.0907 | 14554.0822 | 6387.2474 | 693.3021 | 3395.8738 | 10476.4234 | 573.2903 | 155.8459 | 283.0079 | 1012.1442 | 3065.5146
6 | 153 | 8 | 9666.766 | 3510.0583 | 1425.2243 | 14602.0486 | 5074.1058 | 509.2789 | 3301.8701 | 8885.2548 | 1452.7066 | 531.5459 | 678.0039 | 2662.2564 | 3054.5375
6 | 153 | 9 | 9621.681 | 3549.315 | 1414.9044 | 14585.9004 | 5220.4527 | 761.3882 | 3357.5964 | 9339.4373 | 1981.4695 | 901.6799 | 1229.6791 | 4112.8285 | 1133.6345
6 | 153 | 10 | 9562.6024 | 3594.6697 | 1400.2278 | 14557.5 | 5693.5873 | 1028.2758 | 3529.0478 | 10250.9109 | 2076.0903 | 932.2926 | 1173.8206 | 4182.2034 | 124.3857
6 | 153 | 11 | 9577.1294 | 3646.0397 | 1394.4116 | 14617.5806 | 5261.9361 | 1140.0382 | 3661.5111 | 10063.4853 | 1601.595 | 912.8118 | 1587.01 | 4101.4168 | 452.6785
6 | 153 | 12 | 9551.4582 | 3636.4447 | 1390.3861 | 14578.289 | 5022.0231 | 989.7937 | 4207.7821 | 10219.5988 | 1273.2055 | 507.8907 | 1222.5668 | 3003.663 | 1355.0271
6 | 153 | 13 | 9668.6643 | 3623.9837 | 1391.8878 | 14684.5358 | 4664.2654 | 769.9378 | 4157.5129 | 9591.716 | 1939.7251 | 695.7407 | 1781.9215 | 4417.3873 | 675.4325
6 | 153 | 14 | 9858.4563 | 3654.8447 | 1405.3449 | 14918.6459 | 4510.9954 | 555.3724 | 4179.0129 | 9245.3808 | 2415.6117 | 466.1463 | 1936.1885 | 4817.9464 | 855.3187
6 | 153 | 15 | 10078.4235 | 3723.2789 | 1427.6385 | 15229.341 | 4748.2905 | 505.688 | 4179.5228 | 9433.5014 | 2090.0051 | 455.0144 | 1963.7889 | 4508.8083 | 1287.0313
6 | 153 | 16 | 10187.4653 | 3741.5387 | 1445.8425 | 15374.8465 | 5309.8752 | 652.0326 | 4188.1854 | 10150.0931 | 1608.5525 | 133.5822 | 1963.7472 | 3705.8819 | 1518.8715
6 | 153 | 17 | 10181.6302 | 3717.3697 | 1438.9781 | 15337.9781 | 6261.3102 | 947.5331 | 4234.5502 | 11443.3936 | 1438.7917 | 143.3226 | 1878.1213 | 3460.2356 | 434.3489
6 | 153 | 18 | 10169.6626 | 3710.4494 | 1428.2825 | 15308.3945 | 6978.6941 | 1182.449 | 4040.4131 | 12201.5561 | 1284.3373 | 388.2233 | 1610.2366 | 3282.7973 | -175.959
6 | 153 | 19 | 9771.6111 | 3556.0425 | 1382.9302 | 14710.5838 | 8019.8749 | 1968.4343 | 4207.4823 | 14195.7914 | 649.8218 | 247.6837 | 798.3172 | 1695.8227 | -1181.0303
6 | 153 | 20 | 8942.4655 | 3256.857 | 1304.7463 | 13504.0687 | 8667.9825 | 2191.6556 | 4262.8693 | 15122.5074 | 0 | 0 | 0 | 0 | -1618.4387
6 | 153 | 21 | 8175.9394 | 2964.9051 | 1241.6127 | 12382.4573 | 8951.9058 | 2670.7851 | 4263.3913 | 15886.0822 | 0 | 0 | 0 | 0 | -3503.6249
6 | 153 | 22 | 7612.5073 | 2765.9019 | 1200.8464 | 11579.2556 | 10333.2027 | 2958.226 | 4185.3447 | 17476.7734 | 0 | 0 | 0 | 0 | -5897.5178
6 | 153 | 23 | 7274.9274 | 2637.0429 | 1176.7867 | 11088.757 | 9685.8475 | 2844.5725 | 4166.8258 | 16697.2458 | 0 | 0 | 0 | 0 | -5608.4887
6 | 153 | 24 | 7079.6988 | 2571.5053 | 1167.2805 | 10818.4846 | 8878.7857 | 2510.2759 | 4019.1855 | 15408.247 | 0 | 0 | 0 | 0 | -4589.7625
6 | 154 | 1 | 7019.6392 | 2539.2082 | 1160.8266 | 10719.674 | 7925.1463 | 2228.0599 | 4116.5157 | 14269.7219 | 0 | 0 | 0 | 0 | -3550.0479
6 | 154 | 2 | 7140.7958 | 2577.636 | 1177.1131 | 10895.5449 | 7498.57 | 2082.2081 | 4079.5334 | 13660.3116 | 0 | 0 | 0 | 0 | -2764.7667
6 | 154 | 3 | 7580.2201 | 2712.1557 | 1232.7159 | 11525.0918 | 7147.2998 | 2280.6223 | 4008.7259 | 13436.648 | 0 | 0 | 0 | 0 | -1911.5562
6 | 154 | 4 | 8469.545 | 3030.6209 | 1314.035 | 12814.2009 | 6861.9409 | 2264.4115 | 3903.6329 | 13029.9853 | 0 | 0 | 0 | 0 | -215.7845
6 | 154 | 5 | 9182.9852 | 3325.8134 | 1377.1564 | 13885.955 | 6887.3027 | 2508.9826 | 3889.4765 | 13285.7619 | 0 | 0 | 0 | 0 | 600.1932
6 | 154 | 6 | 9487.4938 | 3468.2763 | 1418.1145 | 14373.8846 | 6670.8762 | 2298.6193 | 3228.002 | 12197.4975 | 638.69 | 165.5863 | 608.5385 | 1412.8148 | 763.5724
6 | 154 | 7 | 9655.7683 | 3551.2801 | 1431.0494 | 14638.0978 | 4660.3523 | 1493.3677 | 1349.0577 | 7502.7777 | 2056.6096 | 552.4181 | 1506.4172 | 4115.4449 | 3019.8753
6 | 154 | 8 | 9711.7269 | 3577.5675 | 1432.2589 | 14721.5533 | 4206.6151 | 1620.1705 | 722.3138 | 6549.0994 | 2543.628 | 688.7833 | 1895.0483 | 5127.4596 | 3044.9943
6 | 154 | 9 | 9798.1575 | 3587.2119 | 1423.5289 | 14808.8984 | 3853.4627 | 1677.8462 | 445.8024 | 5977.1113 | 2676.7351 | 663.7366 | 2000 | 5340.4717 | 3491.3154
6 | 154 | 10 | 9887.4781 | 3570.2321 | 1414.4477 | 14872.1579 | 3097.5377 | 1310.5075 | 300.9567 | 4709.0019 | 2341.388 | 897.5055 | 2000 | 5238.8935 | 4924.2625
6 | 154 | 11 | 9976.5047 | 3608.9258 | 1415.0195 | 15000.4499 | 2625.8203 | 1084.7178 | 234.4243 | 3944.9623 | 2658.1707 | 1000 | 1959.4518 | 5617.6225 | 5437.8651
6 | 154 | 12 | 9975.8946 | 3635.3706 | 1404.7692 | 15016.0344 | 2443.8514 | 994.8701 | 208.4 | 3647.1215 | 3000 | 990.7348 | 1981.3822 | 5972.117 | 5396.7959
6 | 154 | 13 | 10006.8843 | 3643.9642 | 1399.3457 | 15050.1941 | 2515.367 | 929.3231 | 160.6919 | 3605.382 | 3000 | 946.2074 | 1975.8996 | 5922.107 | 5522.7051
6 | 154 | 14 | 10123.698 | 3687.0568 | 1402.1174 | 15212.8722 | 2917.336 | 1028.8434 | 139.9027 | 4086.0821 | 3000 | 968.471 | 1981.3822 | 5949.8532 | 5176.9368
6 | 154 | 15 | 10267.536 | 3738.2588 | 1423.4915 | 15429.2863 | 3739.9241 | 1092.0216 | 166.3468 | 4998.2926 | 2975.4284 | 985.1688 | 1997.8299 | 5958.4272 | 4472.5666
6 | 154 | 16 | 10311.1111 | 3763.237 | 1440.656 | 15515.0042 | 4564.5878 | 1226.2086 | 267.6257 | 6058.4221 | 3000 | 794.5358 | 1995.0886 | 5789.6245 | 3666.9576
6 | 154 | 17 | 10276.0513 | 3718.9592 | 1436.8883 | 15431.8989 | 5614.4635 | 1362.7694 | 424.5378 | 7401.7708 | 2795.011 | 968.471 | 1947.116 | 5710.5981 | 2319.53
6 | 154 | 18 | 10243.7381 | 3716.8099 | 1428.0354 | 15388.5834 | 6545.6232 | 1665.1191 | 591.296 | 8802.0384 | 2519.9728 | 823.757 | 1686.7055 | 5030.4353 | 1556.1097
6 | 154 | 19 | 9877.0685 | 3602.1862 | 1380.0709 | 14859.3256 | 7779.4855 | 2327.1419 | 956.5231 | 11063.1505 | 904.4629 | 427.1848 | 698.1097 | 2029.7574 | 1766.4176
6 | 154 | 20 | 9052.7213 | 3311.7131 | 1305.4468 | 13669.8812 | 9637.6224 | 2612.1131 | 3016.2064 | 15265.9419 | 0 | 0 | 0 | 0 | -1596.0607
6 | 154 | 21 | 8270.9784 | 3005.9009 | 1235.1703 | 12512.0496 | 10232.4047 | 2744.6293 | 3777.9269 | 16754.961 | 0 | 0 | 0 | 0 | -4242.9114
6 | 154 | 22 | 7700.9539 | 2790.2698 | 1190.3649 | 11681.5885 | 9272.0947 | 2798.1843 | 3232.7731 | 15303.0521 | 0 | 0 | 0 | 0 | -3621.4635
6 | 154 | 23 | 7366.4128 | 2666.1683 | 1168.0028 | 11200.5839 | 8653.6298 | 2422.469 | 2768.2791 | 13844.378 | 0 | 0 | 0 | 0 | -2643.7941
6 | 154 | 24 | 7159.4701 | 2587.8299 | 1153.4604 | 10900.7605 | 8115.6397 | 1719.9857 | 2615.0658 | 12450.6913 | 0 | 0 | 0 | 0 | -1549.9308
6 | 155 | 1 | 7073.6945 | 2562.5359 | 1149.4978 | 10785.7282 | 7107.8191 | 1698.9165 | 2544.3921 | 11351.1277 | 0 | 0 | 0 | 0 | -565.3995
6 | 155 | 2 | 7190.201 | 2596.3596 | 1165.9708 | 10952.5315 | 6565.7466 | 1363.5968 | 2461.9926 | 10391.3361 | 0 | 0 | 0 | 0 | 561.1954
6 | 155 | 3 | 7565.777 | 2731.404 | 1211.2389 | 11508.42 | 6582.7292 | 1554.8658 | 2505.5821 | 10643.1771 | 0 | 0 | 0 | 0 | 865.2429
6 | 155 | 4 | 8445.4206 | 3049.3275 | 1301.5936 | 12796.3417 | 7587.1513 | 1657.1156 | 2605.8107 | 11850.0775 | 0 | 0 | 0 | 0 | 946.2642
6 | 155 | 5 | 9176.6409 | 3328.9271 | 1369.8952 | 13875.4633 | 6991.6517 | 1836.9336 | 2549.181 | 11377.7663 | 0 | 0 | 0 | 0 | 2497.697
6 | 155 | 6 | 9560.5173 | 3481.1904 | 1413.4066 | 14455.1143 | 7234.6611 | 1794.1215 | 2164.7637 | 11193.5463 | 36.1785 | 0 | 168.6936 | 204.8721 | 3056.6959
6 | 155 | 7 | 9776.3041 | 3587.2358 | 1434.7823 | 14798.3223 | 6743.1775 | 1595.5051 | 1590.0153 | 9928.6979 | 36.1785 | 4.1744 | 477.4638 | 517.8168 | 4351.8076
6 | 155 | 8 | 9967.539 | 3683.3677 | 1434.9001 | 15085.8068 | 6267.6173 | 1499.2246 | 1795.5184 | 9562.3603 | 82.0974 | 36.1785 | 87.9505 | 206.2264 | 5317.2201
6 | 155 | 9 | 10122.7639 | 3770.2915 | 1431.0518 | 15324.1073 | 5977.6664 | 1526.5236 | 2217.5114 | 9721.7014 | 104.3611 | 182.2841 | 157.4204 | 444.0656 | 5158.3403
6 | 155 | 10 | 10271.6772 | 3843.6419 | 1424.136 | 15539.4551 | 5474.0833 | 1565.0222 | 2409.935 | 9449.0405 | 311.6918 | 172.5437 | 152.1045 | 636.34 | 5454.0745
6 | 155 | 11 | 10495.41 | 3968.0026 | 1420.0856 | 15883.4982 | 5219.3497 | 1224.1066 | 2393.2951 | 8836.7514 | 510.6737 | 286.6452 | 413.8353 | 1211.1541 | 5835.5926
6 | 155 | 12 | 10607.6389 | 4059.0391 | 1409.4517 | 16076.1297 | 5078.0781 | 1360.9283 | 2240.4717 | 8679.4782 | 697.1322 | 272.7303 | 436.6661 | 1406.5286 | 5990.1229
6 | 155 | 13 | 10680.2226 | 4126.43 | 1409.8553 | 16216.5079 | 5099.9277 | 1227.8819 | 2262.1652 | 8589.9748 | 679.0429 | 267.1644 | 408.6489 | 1354.8563 | 6271.6768
6 | 155 | 14 | 10818.4021 | 4204.3625 | 1423.5172 | 16446.2818 | 5175.2213 | 910.2731 | 2640.9951 | 8726.4896 | 507.8907 | 275.5133 | 195.986 | 979.39 | 6740.4022
6 | 155 | 15 | 10996.9487 | 4245.4167 | 1438.125 | 16680.4904 | 4794.1182 | 724.4003 | 2346.2346 | 7864.7531 | 421.6189 | 226.8115 | 291.0398 | 939.4701 | 7876.2673
6 | 155 | 16 | 10982.3258 | 4229.3389 | 1443.354 | 16655.0187 | 4386.6911 | 637.2273 | 2188.2741 | 7212.1925 | 386.8318 | 151.6715 | 217.6871 | 756.1904 | 8686.6357
6 | 155 | 17 | 10819.7658 | 4127.5159 | 1422.9035 | 16370.1852 | 4127.8848 | 517.9434 | 2146.7343 | 6792.5626 | 301.9515 | 144.7141 | 137.7938 | 584.4593 | 8993.1633
6 | 155 | 18 | 10673.4576 | 4063.0426 | 1411.5951 | 16148.0952 | 3730.9848 | 395.6303 | 1905.8651 | 6032.4802 | 147.497 | 107.1441 | 49.6766 | 304.3177 | 9811.2973
6 | 155 | 19 | 10332.0514 | 3956.4922 | 1380.1948 | 15668.7385 | 2968.9369 | 299.3051 | 1836.744 | 5104.986 | 553.8096 | 54.2678 | 272.6887 | 880.766 | 9682.9864
6 | 155 | 20 | 9580.2783 | 3666.7298 | 1314.9196 | 14561.9278 | 2742.0463 | 423.3895 | 1921.9866 | 5087.4224 | 0 | 0 | 0 | 0 | 9474.5054
6 | 155 | 21 | 8772.4611 | 3338.8555 | 1249.7754 | 13361.0919 | 2916.5641 | 660.2399 | 1871.3818 | 5448.1859 | 0 | 0 | 0 | 0 | 7912.906
6 | 155 | 22 | 8128.1665 | 3067.1309 | 1195.512 | 12390.8094 | 3753.7238 | 608.9464 | 1885.2759 | 6247.946 | 0 | 0 | 0 | 0 | 6142.8634
6 | 155 | 23 | 7685.5438 | 2891.7246 | 1167.6295 | 11744.8979 | 4143.325 | 470.0568 | 1971.2091 | 6584.5908 | 0 | 0 | 0 | 0 | 5160.307
6 | 155 | 24 | 7405.0923 | 2774.5485 | 1148.316 | 11327.9569 | 4021.945 | 673.6816 | 1962.5603 | 6658.1869 | 0 | 0 | 0 | 0 | 4669.7699
6 | 156 | 1 | 7234.0774 | 2704.942 | 1140.7864 | 11079.8058 | 3713.9924 | 799.6404 | 1755.4554 | 6269.0882 | 0 | 0 | 0 | 0 | 4810.7177
6 | 156 | 2 | 7174.0101 | 2680.5422 | 1143.5957 | 10998.148 | 3494.3239 | 557.9157 | 1618.2906 | 5670.5303 | 0 | 0 | 0 | 0 | 5327.6177
6 | 156 | 3 | 7196.8131 | 2675.6198 | 1155.3673 | 11027.8001 | 3093.1322 | 281.9508 | 1340.3131 | 4715.3961 | 0 | 0 | 0 | 0 | 6312.4041
6 | 156 | 4 | 7530.7278 | 2788.7928 | 1200.3518 | 11519.8724 | 3099.1821 | 246.8118 | 1173.4946 | 4519.4885 | 0 | 0 | 0 | 0 | 7000.384
6 | 156 | 5 | 8044.9426 | 3002.3249 | 1258.4166 | 12305.6841 | 3118.3221 | 653.4977 | 1041.5985 | 4813.4184 | 0 | 0 | 0 | 0 | 7492.2657
6 | 156 | 6 | 8566.7717 | 3223.072 | 1307.1512 | 13096.9948 | 3214.2727 | 1355.1371 | 907.0726 | 5476.4824 | 164.1948 | 150.28 | 310.0159 | 624.4907 | 6996.0217
6 | 156 | 7 | 8922.6975 | 3392.472 | 1347.8407 | 13663.0101 | 2547.3923 | 1214.5453 | 810.6592 | 4572.5968 | 1154.9296 | 379.8744 | 169.4645 | 1704.2685 | 7386.1449
6 | 156 | 8 | 9184.6613 | 3529.7892 | 1367.4966 | 14081.9472 | 1941.8252 | 785.4658 | 505.333 | 3232.624 | 1430.4429 | 798.7103 | 232.6854 | 2461.8386 | 8387.4846
6 | 156 | 9 | 9404.0428 | 3622.8517 | 1367.5762 | 14394.4707 | 2301.2234 | 837.1532 | 260.1596 | 3398.5362 | 2235.1604 | 982.3858 | 323.3772 | 3540.9234 | 7455.0111
6 | 156 | 10 | 9568.7904 | 3690.2637 | 1362.7639 | 14621.818 | 2953.3675 | 1030.814 | 152.2956 | 4136.4771 | 2323.2988 | 741.6596 | 595.7905 | 3660.7489 | 6824.5921
6 | 156 | 11 | 9647.3683 | 3724.8929 | 1359.5161 | 14731.7773 | 3799.4036 | 1256.427 | 191.6198 | 5247.4504 | 2134.5324 | 350.6533 | 670.993 | 3156.1787 | 6328.1482
6 | 156 | 12 | 9718.8486 | 3741.727 | 1358.5123 | 14819.0879 | 4188.8589 | 1434.398 | 146.2091 | 5769.466 | 763.9233 | 116.8844 | 511.431 | 1392.2388 | 7657.3831
6 | 156 | 13 | 9840.8066 | 3767.6261 | 1367.8434 | 14976.2761 | 4754.5015 | 1634.248 | 129.329 | 6518.0784 | 240.7263 | 446.6655 | 348.211 | 1035.6028 | 7422.5948
6 | 156 | 14 | 10059.8844 | 3847.246 | 1377.8443 | 15284.9746 | 3794.9787 | 2105.5484 | 180.6174 | 6081.1445 | 800.1018 | 595.554 | 272.9505 | 1668.6064 | 7535.2237
6 | 156 | 15 | 10252.3653 | 3902.4075 | 1399.1844 | 15553.9572 | 3525.6176 | 2342.1547 | 248.2275 | 6115.9998 | 624.7751 | 608.0774 | 181.1381 | 1413.9906 | 8023.9668
6 | 156 | 16 | 10278.8209 | 3846.7445 | 1397.3569 | 15522.9223 | 2837.0902 | 1103.2589 | 176.3686 | 4116.7177 | 759.7488 | 154.4544 | 153.3293 | 1067.5326 | 10338.672
6 | 156 | 17 | 10185.9574 | 3768.5228 | 1383.9555 | 15338.4358 | 2562.1531 | 604.84 | 221.2714 | 3388.2645 | 971.254 | 509.2822 | 182.6338 | 1663.1699 | 10287.0013
6 | 156 | 18 | 10108.0282 | 3718.6818 | 1375.6125 | 15202.3225 | 2087.2737 | 1270.7637 | 179.6606 | 3537.698 | 865.5014 | 236.5518 | 58.0463 | 1160.0996 | 10504.5249
6 | 156 | 19 | 9857.5903 | 3620.6639 | 1351.5556 | 14829.8099 | 2600.9213 | 1751.3078 | 183.2397 | 4535.4688 | 45.9189 | 111.3185 | 48.4727 | 205.71 | 10088.6311
6 | 156 | 20 | 9225.1718 | 3401.2838 | 1292.3817 | 13918.8372 | 2655.6588 | 3190.6163 | 184.4466 | 6030.7216 | 0 | 0 | 0 | 0 | 7888.1156
6 | 156 | 21 | 8534.4845 | 3144.9463 | 1238.2679 | 12917.6987 | 2882.2295 | 3142.4815 | 226.5505 | 6251.2615 | 0 | 0 | 0 | 0 | 6666.4371
6 | 156 | 22 | 7928.0746 | 2914.3309 | 1196.0878 | 12038.4933 | 2599.734 | 3039.9946 | 199.9054 | 5839.6339 | 0 | 0 | 0 | 0 | 6198.8594
6 | 156 | 23 | 7506.7559 | 2759.489 | 1167.2435 | 11433.4883 | 1402.5918 | 2786.2102 | 199.1565 | 4387.9585 | 0 | 0 | 0 | 0 | 7045.5298
6 | 156 | 24 | 7232.987 | 2660.4307 | 1151.0071 | 11044.4247 | 1195.4513 | 2275.8832 | 184.7559 | 3656.0904 | 0 | 0 | 0 | 0 | 7388.3343
6 | 157 | 1 | 7062.7823 | 2602.5746 | 1141.1184 | 10806.4752 | 1086.395 | 1291.576 | 112.0412 | 2490.0122 | 0 | 0 | 0 | 0 | 8316.463
6 | 157 | 2 | 6978.0054 | 2569.0166 | 1140.9223 | 10687.9443 | 1139.1066 | 865.5133 | 74.8632 | 2079.4831 | 0 | 0 | 0 | 0 | 8608.4611
6 | 157 | 3 | 6913.3207 | 2546.9565 | 1147.6387 | 10607.9159 | 1095.5684 | 1061.6296 | 74.0208 | 2231.2188 | 0 | 0 | 0 | 0 | 8376.6971
6 | 157 | 4 | 7108.625 | 2606.2684 | 1180.0393 | 10894.9327 | 970.8674 | 894.6187 | 36.0165 | 1901.5026 | 0 | 0 | 0 | 0 | 8993.4301
6 | 157 | 5 | 7493.056 | 2752.5395 | 1241.3481 | 11486.9437 | 972.7865 | 794.6104 | 42.0406 | 1809.4376 | 0 | 0 | 0 | 0 | 9677.5061
6 | 157 | 6 | 7972.3674 | 2957.1027 | 1305.7777 | 12235.2477 | 989.4594 | 908.0639 | 20.4538 | 1917.9771 | 409.0955 | 198.9818 | 350.8735 | 958.9508 | 9358.3197
6 | 157 | 7 | 8358.7973 | 3129.1403 | 1343.2749 | 12831.2125 | 517.989 | 324.4592 | 0 | 842.4481 | 669.3025 | 640.0815 | 375.5034 | 1684.8874 | 10303.877
6 | 157 | 8 | 8640.6306 | 3253.8634 | 1357.1568 | 13251.6507 | 325.8193 | 107.5717 | 2.5786 | 435.9696 | 506.4992 | 907.2459 | 282.6075 | 1696.3527 | 11119.3284
6 | 157 | 9 | 8812.1678 | 3326.1584 | 1365.0359 | 13503.3621 | 228.7214 | 63.8322 | 6.1101 | 298.6636 | 571.8989 | 978.2114 | 466.4824 | 2016.5926 | 11188.1059
6 | 157 | 10 | 8928.6847 | 3371.547 | 1366.8976 | 13667.1294 | 165.52 | 56.1953 | 2.8402 | 224.5555 | 623.3837 | 996.3007 | 556.7919 | 2176.4762 | 11266.0976
6 | 157 | 11 | 8922.2831 | 3383.7444 | 1355.64 | 13661.6675 | 159.6354 | 9.7398 | 2.5597 | 171.9348 | 1250.9418 | 950.3818 | 402.9371 | 2604.2608 | 10885.4719
6 | 157 | 12 | 8974.6983 | 3381.8685 | 1351.071 | 13707.6378 | 216.9347 | 1.6942 | 0.33924 | 218.9682 | 1307.9925 | 532.9374 | 1020.2367 | 2861.1666 | 10627.503
6 | 157 | 13 | 9133.9402 | 3402.4868 | 1356.0599 | 13892.487 | 261.469 | 7.4165 | 27.0771 | 295.9627 | 2422.5691 | 203.1563 | 888.9256 | 3514.651 | 10081.8734
6 | 157 | 14 | 9407.8504 | 3456.4953 | 1378.3827 | 14242.7283 | 181.3144 | 29.6197 | 48.6988 | 259.6329 | 2680.9095 | 402.1381 | 1006.2521 | 4089.2998 | 9893.7956
6 | 157 | 15 | 9730.5259 | 3527.8669 | 1406.8313 | 14665.224 | 396.1998 | 25.6873 | 60.4411 | 482.3281 | 2007.9077 | 132.1907 | 718.2155 | 2858.3139 | 11324.582
6 | 157 | 16 | 9851.8363 | 3549.1022 | 1413.1919 | 14814.1304 | 704.6513 | 11.9463 | 54.0159 | 770.6136 | 1284.3373 | 47.3104 | 337.4959 | 1669.1436 | 12374.3733
6 | 157 | 17 | 9849.703 | 3540.9987 | 1411.8373 | 14802.5391 | 540.2157 | 213.7852 | 38.2068 | 792.2078 | 1287.1203 | 84.8804 | 976.3226 | 2348.3233 | 11662.008
6 | 157 | 18 | 9870.2938 | 3561.3504 | 1409.4575 | 14841.1017 | 510.6909 | 237.7663 | 76.3215 | 824.7788 | 1543.1528 | 70.9655 | 504.4646 | 2118.583 | 11897.74
6 | 157 | 19 | 9546.0213 | 3456.5038 | 1369.4127 | 14371.9378 | 454.7667 | 374.1961 | 77.2337 | 906.1965 | 841.8463 | 41.7444 | 342.5916 | 1226.1823 | 12239.559
6 | 157 | 20 | 8802.3452 | 3209.3686 | 1296.7193 | 13308.4332 | 1564.7977 | 1578.464 | 203.954 | 3347.2156 | 0 | 0 | 0 | 0 | 9961.2175
6 | 157 | 21 | 8068.515 | 2947.428 | 1239.5076 | 12255.4506 | 2294.6171 | 2276.2121 | 451.7816 | 5022.6108 | 0 | 0 | 0 | 0 | 7232.8398
6 | 157 | 22 | 7548.5172 | 2761.3407 | 1201.6284 | 11511.4862 | 3770.4188 | 2461.0515 | 1116.2327 | 7347.7029 | 0 | 0 | 0 | 0 | 4163.7833
6 | 157 | 23 | 7226.832 | 2640.8753 | 1174.9811 | 11042.6884 | 3666.0384 | 2068.7286 | 1779.4899 | 7514.2569 | 0 | 0 | 0 | 0 | 3528.4315
6 | 157 | 24 | 7035.854 | 2573.8873 | 1165.5172 | 10775.2585 | 3933.9042 | 1624.8263 | 1422.7796 | 6981.5102 | 0 | 0 | 0 | 0 | 3793.7483
6 | 158 | 1 | 6976.3813 | 2549.1015 | 1162.5935 | 10688.0763 | 3294.4372 | 1320.547 | 1420.0808 | 6035.065 | 0 | 0 | 0 | 0 | 4653.0113
6 | 158 | 2 | 7128.6386 | 2592.6922 | 1182.7879 | 10904.1188 | 2832.0282 | 1221.3879 | 1539.4361 | 5592.8522 | 0 | 0 | 0 | 0 | 5311.2666
6 | 158 | 3 | 7569.9655 | 2745.3902 | 1221.966 | 11537.3217 | 2399.4744 | 875.9738 | 1618.1553 | 4893.6035 | 0 | 0 | 0 | 0 | 6643.7182
6 | 158 | 4 | 8489.629 | 3069.6786 | 1301.4116 | 12860.7192 | 2214.6857 | 755.1375 | 1518.7974 | 4488.6205 | 0 | 0 | 0 | 0 | 8372.0987
6 | 158 | 5 | 9201.1538 | 3347.7685 | 1364.9813 | 13913.9036 | 2219.5723 | 709.8607 | 1205.2309 | 4134.6639 | 0 | 0 | 0 | 0 | 9779.2396
6 | 158 | 6 | 9529.2906 | 3475.8065 | 1403.3636 | 14408.4608 | 2066.4129 | 641.5055 | 776.6638 | 3484.5822 | 186.4585 | 50.0933 | 389.3304 | 625.8822 | 10297.9964
6 | 158 | 7 | 9642.062 | 3533.0282 | 1425.7269 | 14600.817 | 1256.4258 | 281.2516 | 431.3439 | 1969.0213 | 930.9011 | 153.063 | 850.7007 | 1934.6647 | 10697.131
6 | 158 | 8 | 9717.7295 | 3593.4176 | 1434.9965 | 14746.1436 | 796.8089 | 201.3008 | 248.5371 | 1246.6469 | 1419.3111 | 381.2659 | 252.8075 | 2053.3845 | 11446.1122
6 | 158 | 9 | 9705.3844 | 3594.3609 | 1427.7924 | 14727.5378 | 1061.4322 | 195.1345 | 193.4874 | 1450.0541 | 1427.6599 | 466.1463 | 705.5953 | 2599.4015 | 10678.0822
6 | 158 | 10 | 9685.3298 | 3609.8332 | 1423.3425 | 14718.5055 | 1629.3323 | 272.5822 | 347.938 | 2249.8524 | 1494.451 | 385.4404 | 852.5759 | 2732.4673 | 9736.1858
6 | 158 | 11 | 9786.2656 | 3655.0201 | 1424.7661 | 14866.0518 | 2533.4733 | 410.4746 | 513.5617 | 3457.5096 | 2070.5243 | 588.5966 | 1107.1336 | 3766.2546 | 7642.2876
6 | 158 | 12 | 9843.1519 | 3686.1867 | 1418.9328 | 14948.2714 | 2913.4604 | 629.8798 | 707.4931 | 4250.8334 | 1967.5547 | 232.3774 | 1175.0589 | 3374.991 | 7322.4471
6 | 158 | 13 | 9974.3287 | 3752.7458 | 1415.9506 | 15143.0251 | 4370.5818 | 884.4474 | 1233.5679 | 6488.5971 | 1637.7736 | 669.3026 | 562.6078 | 2869.684 | 5784.7441
6 | 158 | 14 | 10171.9941 | 3832.9898 | 1435.4225 | 15440.4063 | 4659.7888 | 1097.5766 | 1421.9604 | 7179.3258 | 1644.731 | 840.4547 | 591.4702 | 3076.6559 | 5184.4246
6 | 158 | 15 | 10432.5958 | 3916.8768 | 1464.6844 | 15814.157 | 5669.0695 | 1228.3597 | 1916.2169 | 8813.646 | 1680.9095 | 699.9152 | 574.1356 | 2954.9603 | 4045.5507
6 | 158 | 16 | 10623.5086 | 3946.3793 | 1477.3159 | 16047.2039 | 5180.4616 | 1386.1599 | 2779.2321 | 9345.8536 | 1320.5158 | 782.0125 | 612.2591 | 2714.7874 | 3986.5628
6 | 158 | 17 | 10489.4677 | 3852.6757 | 1463.6132 | 15805.7566 | 5021.6279 | 1379.9306 | 2830.0425 | 9231.601 | 1497.234 | 674.8685 | 1110.7039 | 3282.8063 | 3291.3493
6 | 158 | 18 | 10314.9549 | 3771.9951 | 1442.921 | 15529.871 | 5615.3009 | 1314.0465 | 2820.2858 | 9749.6332 | 1493.0595 | 635.907 | 919.6215 | 3048.588 | 2731.6498
6 | 158 | 19 | 9893.1843 | 3621.8036 | 1402.7362 | 14917.7242 | 5894.554 | 1811.0097 | 3046.5497 | 10752.1134 | 542.6777 | 320.0407 | 66.3119 | 929.0304 | 3236.5804
6 | 158 | 20 | 9021.1806 | 3301.6213 | 1326.9996 | 13649.8015 | 8541.1341 | 2762.7957 | 4026.903 | 15330.8328 | 0 | 0 | 0 | 0 | -1681.0313
6 | 158 | 21 | 8195.2109 | 2992.3578 | 1259.8 | 12447.3688 | 9094.4831 | 3133.7037 | 4227.77 | 16455.9569 | 0 | 0 | 0 | 0 | -4008.5881
6 | 158 | 22 | 7624.4848 | 2764.7672 | 1210.5489 | 11599.8009 | 8540.9684 | 3166.5467 | 4146.6361 | 15854.1513 | 0 | 0 | 0 | 0 | -4254.3504
6 | 158 | 23 | 7266.8594 | 2640.2172 | 1185.2718 | 11092.3484 | 7901.7561 | 2803.5516 | 4095.511 | 14800.8188 | 0 | 0 | 0 | 0 | -3708.4704
6 | 158 | 24 | 7094.8753 | 2566.054 | 1170.922 | 10831.8513 | 8060.1762 | 2485.5403 | 3928.4785 | 14474.1949 | 0 | 0 | 0 | 0 | -3642.3437
6 | 159 | 1 | 7021.8757 | 2534.0667 | 1165.3329 | 10721.2753 | 7924.6844 | 2396.2079 | 3783.7524 | 14104.6446 | 0 | 0 | 0 | 0 | -3383.3693
6 | 159 | 2 | 7154.0629 | 2570.8964 | 1182.1048 | 10907.0641 | 7479.659 | 2385.3632 | 3488.6579 | 13353.6802 | 0 | 0 | 0 | 0 | -2446.6161
6 | 159 | 3 | 7552.6515 | 2703.6673 | 1227.2359 | 11483.5547 | 6857.0671 | 2362.0206 | 3171.5731 | 12390.6608 | 0 | 0 | 0 | 0 | -907.1061
6 | 159 | 4 | 8449.262 | 3027.4752 | 1303.7681 | 12780.5053 | 6796.1766 | 2334.2905 | 2943.3116 | 12073.7787 | 0 | 0 | 0 | 0 | 706.7267
6 | 159 | 5 | 9159.1203 | 3313.914 | 1373.2295 | 13846.2638 | 7250.5199 | 2234.0153 | 2696.68 | 12181.2152 | 0 | 0 | 0 | 0 | 1665.0486
6 | 159 | 6 | 9465.4491 | 3455.8282 | 1412.4255 | 14333.7029 | 6367.2554 | 2025.9587 | 2271.9559 | 10665.1701 | 464.7548 | 137.7567 | 217.0711 | 819.5826 | 2848.9503
6 | 159 | 7 | 9607.1038 | 3515.7524 | 1431.9548 | 14554.811 | 3710.6707 | 1052.0565 | 1286.2174 | 6048.9445 | 878.0247 | 516.2396 | 322.1778 | 1716.4421 | 6789.4244
6 | 159 | 8 | 9718.4981 | 3560.5605 | 1442.4812 | 14721.5398 | 1752.8696 | 210.5435 | 1342.7019 | 3306.1151 | 987.9518 | 729.1362 | 506.7239 | 2223.8119 | 9191.6128
6 | 159 | 9 | 9813.4075 | 3587.9091 | 1441.3404 | 14842.6571 | 1586.7297 | 85.0962 | 1594.4403 | 3266.2662 | 2362.7354 | 916.9862 | 1135.5169 | 4415.2385 | 7161.1524
6 | 159 | 10 | 9913.7576 | 3608.9339 | 1438.6668 | 14961.3582 | 1732.5085 | 53.6103 | 2160.9628 | 3947.0816 | 2742.6098 | 818.1911 | 1823.6244 | 5384.4252 | 5629.8514
6 | 159 | 11 | 10103.3736 | 3674.7657 | 1440.735 | 15218.8742 | 1956.9876 | 51.0921 | 2573.11 | 4581.1896 | 2873.4092 | 894.7225 | 1508.5471 | 5276.6788 | 5361.0059
6 | 159 | 12 | 10239.7296 | 3729.6663 | 1428.8821 | 15398.2779 | 2168.598 | 117.7964 | 2950.7176 | 5237.112 | 2684.1676 | 798.7103 | 1552.1994 | 5035.0773 | 5126.0886
6 | 159 | 13 | 10473.5874 | 3806.1601 | 1448.3408 | 15728.0884 | 2067.4832 | 221.0937 | 3384.1089 | 5672.6858 | 2198.5406 | 782.0125 | 1900.2183 | 4880.7714 | 5174.6312
6 | 159 | 14 | 10794.3164 | 3905.0598 | 1466.9324 | 16166.3086 | 2362.917 | 249.8008 | 3228.3838 | 5841.1016 | 2174.8853 | 712.4385 | 1909.8337 | 4797.1575 | 5528.0495
6 | 159 | 15 | 11085.8878 | 3978.5235 | 1486.9775 | 16551.3888 | 2451.9086 | 458.4116 | 3065.1023 | 5975.4225 | 2102.5284 | 544.0692 | 1947.1745 | 4593.7721 | 5982.1941
6 | 159 | 16 | 11127.4147 | 3973.5722 | 1490.3081 | 16591.295 | 2295.7191 | 353.2092 | 2965.8064 | 5614.7348 | 2154.0132 | 333.9555 | 1949.9991 | 4437.9678 | 6538.5924
6 | 159 | 17 | 10924.2863 | 3868.4137 | 1479.7568 | 16272.4567 | 2299.0309 | 345.1663 | 3044.2543 | 5688.4514 | 1998.1673 | 834.8889 | 1850.5209 | 4683.577 | 5900.4282
6 | 159 | 18 | 10745.3411 | 3809.0935 | 1477.0829 | 16031.5175 | 2468.7088 | 556.1438 | 2778.4501 | 5803.3027 | 1043.6111 | 577.4648 | 1600.6005 | 3221.6763 | 7006.5385
6 | 159 | 19 | 10291.2256 | 3670.9896 | 1433.729 | 15395.9443 | 2551.2437 | 918.9683 | 3309.6872 | 6779.8991 | 1114.5766 | 289.4281 | 831.546 | 2235.5508 | 6380.4944
6 | 159 | 20 | 9379.923 | 3363.3773 | 1351.6325 | 14094.9328 | 3199.4075 | 1079.704 | 3335.4235 | 7614.5351 | 0 | 0 | 0 | 0 | 6480.3978
6 | 159 | 21 | 8502.5135 | 3049.0975 | 1288.3612 | 12839.9722 | 3387.6172 | 1444.3805 | 3075.5003 | 7907.4979 | 0 | 0 | 0 | 0 | 4932.4743
6 | 159 | 22 | 7905.8205 | 2838.9164 | 1238.0275 | 11982.7644 | 3200.1533 | 942.1991 | 2555.3912 | 6697.7436 | 0 | 0 | 0 | 0 | 5285.0208
6 | 159 | 23 | 7537.704 | 2713.1209 | 1206.8239 | 11457.6488 | 3330.3627 | 746.939 | 1942.3922 | 6019.6939 | 0 | 0 | 0 | 0 | 5437.9549
6 | 159 | 24 | 7327.8839 | 2636.6615 | 1190.6639 | 11155.2093 | 3217.5489 | 986.13 | 1890.2971 | 6093.976 | 0 | 0 | 0 | 0 | 5061.2333
6 | 160 | 1 | 7230.4943 | 2602.9315 | 1176.298 | 11009.7238 | 2927.1347 | 1145.4233 | 2490.9173 | 6563.4754 | 0 | 0 | 0 | 0 | 4446.2484
6 | 160 | 2 | 7351.4344 | 2636.5476 | 1183.4933 | 11171.4753 | 3093.7368 | 1082.8232 | 2893.5868 | 7070.1467 | 0 | 0 | 0 | 0 | 4101.3285
6 | 160 | 3 | 7749.3075 | 2776.4905 | 1225.7073 | 11751.5053 | 3483.7113 | 1144.1808 | 3061.0434 | 7688.9355 | 0 | 0 | 0 | 0 | 4062.5699
6 | 160 | 4 | 8673.2553 | 3118.0082 | 1316.4857 | 13107.7493 | 3502.8732 | 1141.9457 | 3017.9488 | 7662.7676 | 0 | 0 | 0 | 0 | 5444.9817
6 | 160 | 5 | 9469.5946 | 3436.5149 | 1385.6244 | 14291.7339 | 3661.1587 | 1338.8776 | 2780.2023 | 7780.2386 | 0 | 0 | 0 | 0 | 6511.4953
6 | 160 | 6 | 9923.5121 | 3627.7617 | 1432.9262 | 14984.2 | 3227.1239 | 1467.1971 | 2808.3511 | 7502.6721 | 608.0774 | 77.923 | 618.0288 | 1304.0292 | 6177.4988
6 | 160 | 7 | 10293.1831 | 3732.9563 | 1470.4521 | 15496.5915 | 2117.5899 | 1196.4877 | 1840.9485 | 5155.026 | 1920.2443 | 584.4222 | 1474.2465 | 3978.913 | 6362.6524
6 | 160 | 8 | 10625.5746 | 3825.8975 | 1490.1396 | 15941.6117 | 876.7976 | 368.1956 | 1709.8361 | 2954.8293 | 2657.7295 | 875.2418 | 1832.2649 | 5365.2362 | 7621.5462
6 | 160 | 9 | 10830.9346 | 3841.8473 | 1494.1395 | 16166.9215 | 841.1211 | 153.1866 | 2503.5145 | 3497.8222 | 2788.5287 | 972.6455 | 1902.4387 | 5663.6129 | 7005.4864
6 | 160 | 10 | 10883.6319 | 3873.5845 | 1494.1877 | 16251.4041 | 1306.6823 | 74.016 | 3252.4267 | 4633.1249 | 2789.9203 | 939.25 | 1747.3057 | 5476.4759 | 6141.8032
6 | 160 | 11 | 11045.6171 | 3898.3173 | 1498.0568 | 16441.9912 | 1729.6962 | 21.9884 | 3424.1848 | 5175.8694 | 2567.2832 | 690.1748 | 1890.0611 | 5147.5191 | 6118.6027
6 | 160 | 12 | 11057.6153 | 3890.0511 | 1495.471 | 16443.1374 | 2423.8132 | 8.7111 | 3442.7433 | 5875.2676 | 2382.2162 | 779.2296 | 1722.8587 | 4884.3045 | 5683.5654
6 | 160 | 13 | 11106.3602 | 3893.9465 | 1496.5113 | 16496.818 | 3312.9492 | 28.3378 | 3903.5866 | 7244.8736 | 2301.5103 | 756.9659 | 1808.2138 | 4866.69 | 4385.2544
6 | 160 | 14 | 11145.3789 | 3944.5674 | 1506.3807 | 16596.327 | 3758.9832 | 49.6914 | 4040.3661 | 7849.0407 | 2226.3703 | 658.1707 | 1766.3444 | 4650.8854 | 4096.401
6 | 160 | 15 | 11256.7604 | 4008.6026 | 1520.4943 | 16785.8572 | 3977.4047 | 128.0302 | 3850.8463 | 7956.2813 | 2197.1491 | 524.5885 | 1775.8972 | 4497.6348 | 4331.9411
6 | 160 | 16 | 11280.3233 | 4017.8132 | 1522.2668 | 16820.4033 | 4219.3255 | 160.4935 | 3996.7749 | 8376.5938 | 2055.2181 | 566.3329 | 1784.2878 | 4405.8387 | 4037.9707
6 | 160 | 17 | 11262.6879 | 3984.9745 | 1507.891 | 16755.5534 | 4490.2111 | 191.6644 | 3981.6252 | 8663.5007 | 2005.1247 | 552.4181 | 1736.211 | 4293.7539 | 3798.2988
6 | 160 | 18 | 11187.391 | 3949.3682 | 1494.3739 | 16631.1331 | 4181.9533 | 382.2899 | 3992.4328 | 8556.676 | 1604.378 | 104.3611 | 1547.4741 | 3256.2133 | 4818.2439
6 | 160 | 19 | 10749.6127 | 3832.4487 | 1444.5907 | 16026.652 | 4334.5599 | 420.2466 | 3637.4881 | 8392.2946 | 500.9333 | 36.1785 | 854.9095 | 1392.0213 | 6242.3361
6 | 160 | 20 | 9912.4776 | 3549.2927 | 1370.1616 | 14831.9319 | 6169.4718 | 615.6302 | 4121.1304 | 10906.2324 | 0 | 0 | 0 | 0 | 3925.6994
6 | 160 | 21 | 9087.4499 | 3261.1551 | 1303.7824 | 13652.3874 | 6249.0509 | 531.8817 | 3981.7782 | 10762.7107 | 0 | 0 | 0 | 0 | 2889.6767
6 | 160 | 22 | 8512.0439 | 3060.344 | 1259.3379 | 12831.7258 | 6889.9116 | 685.0637 | 3298.5826 | 10873.5578 | 0 | 0 | 0 | 0 | 1958.168
6 | 160 | 23 | 8183.93 | 2944.596 | 1225.5546 | 12354.0807 | 6716.8325 | 806.9927 | 2435.7083 | 9959.5335 | 0 | 0 | 0 | 0 | 2394.5472
6 | 160 | 24 | 7957.6542 | 2861.1291 | 1202.4712 | 12021.2545 | 6886.7806 | 1368.9295 | 1804.8254 | 10060.5355 | 0 | 0 | 0 | 0 | 1960.719
6 | 161 | 1 | 7846.37 | 2813.426 | 1205.6436 | 11865.4395 | 6646.4947 | 2349.292 | 1656.0399 | 10651.8265 | 0 | 0 | 0 | 0 | 1213.613
6 | 161 | 2 | 7909.3308 | 2814.7979 | 1218.1186 | 11942.2473 | 6707.3896 | 2370.253 | 1825.8295 | 10903.4722 | 0 | 0 | 0 | 0 | 1038.7751
6 | 161 | 3 | 8267.3296 | 2924.7349 | 1264.4663 | 12456.5307 | 5755.1173 | 2218.8393 | 1981.711 | 9955.6676 | 0 | 0 | 0 | 0 | 2500.8631
6 | 161 | 4 | 9203.7346 | 3268.71 | 1346.0942 | 13818.5388 | 4921.1529 | 2097.9155 | 2285.8363 | 9304.9047 | 0 | 0 | 0 | 0 | 4513.6341
6 | 161 | 5 | 9982.7917 | 3570.8684 | 1416.6043 | 14970.2644 | 4082.8488 | 2189.5983 | 2541.9344 | 8814.3816 | 0 | 0 | 0 | 0 | 6155.8828
6 | 161 | 6 | 10395.6807 | 3730.7691 | 1462.648 | 15589.0977 | 3351.2625 | 1896.0433 | 2422.9385 | 7670.2443 | 294.994 | 22.2637 | 591.3198 | 908.5776 | 7010.2758
6 | 161 | 7 | 10627.2942 | 3827.7953 | 1481.018 | 15936.1075 | 2387.3768 | 1697.1277 | 1044.2582 | 5128.7628 | 921.1607 | 86.2718 | 1319.4587 | 2326.8912 | 8480.4535
6 | 161 | 8 | 10822.7839 | 3911.0525 | 1482.8724 | 16216.7088 | 833.8453 | 780.4122 | 752.064 | 2366.3215 | 2052.435 | 226.8115 | 1877.8296 | 4157.0761 | 9693.3112
6 | 161 | 9 | 10973.6234 | 3991.8291 | 1474.7175 | 16440.17 | 626.2827 | 227.1289 | 981.9716 | 1835.3832 | 2067.7413 | 324.2152 | 2000 | 4391.9565 | 10212.8303
6 | 161 | 10 | 11118.0484 | 4053.1405 | 1467.6829 | 16638.8719 | 834.2413 | 51.1488 | 1156.186 | 2041.5762 | 2042.6946 | 517.6311 | 2000 | 4560.3257 | 10036.9699
6 | 161 | 11 | 11199.9574 | 4159.872 | 1456.1107 | 16815.9402 | 742.1364 | 15.2608 | 1183.0542 | 1940.4515 | 2217.5462 | 411.8785 | 1971.7876 | 4601.2124 | 10274.2764
6 | 161 | 12 | 11137.4393 | 4260.0501 | 1446.7546 | 16844.244 | 612.6983 | 0 | 941.6564 | 1554.3547 | 1981.4695 | 409.0955 | 1924.1235 | 4314.6885 | 10975.2008
6 | 161 | 13 | 11163.7327 | 4329.252 | 1455.0692 | 16948.0539 | 561.4158 | 0 | 810.6425 | 1372.0583 | 2123.4006 | 455.0144 | 1856.7907 | 4435.2057 | 11140.7899
6 | 161 | 14 | 11202.313 | 4366.2272 | 1464.544 | 17033.0842 | 474.0552 | 0 | 703.1186 | 1177.1738 | 2277.855 | 424.4018 | 1830.1233 | 4532.3801 | 11323.5303
6 | 161 | 15 | 11193.7425 | 4342.716 | 1469.6531 | 17006.1116 | 450.2435 | 0.41339 | 678.5742 | 1129.2311 | 1996.3007 | 453.6229 | 1997.8299 | 4447.7535 | 11429.127
6 | 161 | 16 | 11093.0288 | 4255.2469 | 1475.7597 | 16824.0354 | 514.8712 | 0.56902 | 628.6076 | 1144.0478 | 1950.3818 | 218.4626 | 1988.2354 | 4157.0798 | 11522.9077
6 | 161 | 17 | 10935.4748 | 4154.4703 | 1467.1349 | 16557.08 | 519.9639 | 85.2164 | 702.8109 | 1307.9912 | 1871.5425 | 171.1522 | 1849.8378 | 3892.5324 | 11356.5563
6 | 161 | 18 | 10793.1961 | 4069.9949 | 1447.7782 | 16310.9692 | 627.428 | 182.4698 | 943.6795 | 1753.5773 | 1454.0981 | 208.7222 | 1661.4506 | 3324.2709 | 11233.121
6 | 161 | 19 | 10417.4173 | 3911.7365 | 1398.9198 | 15728.0735 | 1241.1912 | 340.203 | 1569.4279 | 3150.822 | 932.2925 | 133.5822 | 885.4596 | 1951.3343 | 10625.9172
6 | 161 | 20 | 9589.2641 | 3587.4629 | 1324.9307 | 14501.6577 | 2856.1829 | 517.4813 | 2519.4894 | 5893.1536 | 5.5659 | 0 | 0 | 5.5659 | 8602.9382
6 | 161 | 21 | 8761.8694 | 3251.7659 | 1259.902 | 13273.5373 | 4799.0846 | 693.9588 | 2662.3716 | 8155.4151 | 0 | 0 | 0 | 0 | 5118.1222
6 | 161 | 22 | 8147.291 | 2993.6638 | 1216.8387 | 12357.7935 | 5162.9782 | 552.8098 | 2190.3328 | 7906.1207 | 0 | 0 | 0 | 0 | 4451.6727
6 | 161 | 23 | 7746.1938 | 2830.9512 | 1190.0521 | 11767.1972 | 5183.3409 | 467.6913 | 2178.4145 | 7829.4467 | 0 | 0 | 0 | 0 | 3937.7505
6 | 161 | 24 | 7496.0652 | 2726.3794 | 1171.8317 | 11394.2763 | 4936.9232 | 486.0141 | 1600.1991 | 7023.1363 | 0 | 0 | 0 | 0 | 4371.14
6 | 162 | 1 | 7393.231 | 2681.1677 | 1165.4806 | 11239.8794 | 4910.9573 | 508.9491 | 1118.1665 | 6538.0728 | 0 | 0 | 0 | 0 | 4701.8065
6 | 162 | 2 | 7491.0083 | 2698.4605 | 1179.5073 | 11368.9761 | 5144.7704 | 494.3198 | 849.7873 | 6488.8775 | 0 | 0 | 0 | 0 | 4880.0986
6 | 162 | 3 | 7877.0967 | 2816.3968 | 1226.0511 | 11919.5446 | 4200.4691 | 456.1321 | 595.7282 | 5252.3294 | 0 | 0 | 0 | 0 | 6667.2153
6 | 162 | 4 | 8737.77 | 3138.3506 | 1305.2311 | 13181.3517 | 3902.1506 | 587.4713 | 335.8326 | 4825.4546 | 0 | 0 | 0 | 0 | 8355.8971
6 | 162 | 5 | 9510.3182 | 3446.7933 | 1367.1649 | 14324.2765 | 3762.0902 | 702.5756 | 295.0135 | 4759.6792 | 0 | 0 | 0 | 0 | 9564.5972
6 | 162 | 6 | 9893.4415 | 3637.1564 | 1402.6208 | 14933.2187 | 3636.1396 | 800.1115 | 281.4525 | 4717.7036 | 294.9941 | 13.9148 | 471.6361 | 780.545 | 9434.9701
6 | 162 | 7 | 10032.2245 | 3714.8519 | 1415.5732 | 15162.6496 | 2266.6028 | 683.9513 | 77.5554 | 3028.1095 | 1006.0411 | 94.6207 | 1373.0063 | 2473.6681 | 9660.872
6 | 162 | 8 | 10102.2055 | 3739.6629 | 1415.4837 | 15257.3521 | 1156.6313 | 204.8595 | 49.8776 | 1411.3685 | 1632.2077 | 379.8744 | 1884.8287 | 3896.9107 | 9949.0728
6 | 162 | 9 | 10072.6404 | 3747.1968 | 1418.3224 | 15238.1596 | 740.7365 | 121.4498 | 72.4295 | 934.6157 | 2350.212 | 734.7022 | 2000 | 5084.9142 | 9218.6296
6 | 162 | 10 | 9963.784 | 3746.8366 | 1411.9418 | 15122.5624 | 401.2748 | 102.2358 | 134.7958 | 638.3064 | 2644.731 | 850.1951 | 2000 | 5494.9261 | 8989.3299
6 | 162 | 11 | 9847.5641 | 3776.1125 | 1407.6851 | 15031.3617 | 173.234 | 74.7079 | 234.062 | 482.0039 | 2579.3314 | 850.1951 | 1975.8996 | 5405.4261 | 9143.9317
6 | 162 | 12 | 9744.7117 | 3763.2479 | 1409.6064 | 14917.566 | 116.2874 | 13.1728 | 372.6345 | 502.0947 | 2707.8228 | 972.6455 | 1848.6547 | 5529.1229 | 8886.3484
6 | 162 | 13 | 9808.8854 | 3738.7418 | 1420.2421 | 14967.8693 | 125.0507 | 0.79371 | 347.4678 | 473.3123 | 2615.985 | 832.1059 | 1759.9124 | 5208.0032 | 9286.5538
6 | 162 | 14 | 9961.9887 | 3742.9324 | 1436.0876 | 15141.0086 | 137.663 | 0 | 415.6528 | 553.3158 | 2454.098 | 975.4284 | 1654.2803 | 5083.8067 | 9503.8861
6 | 162 | 15 | 10126.7973 | 3793.5908 | 1452.1497 | 15372.5378 | 174.0251 | 43.8908 | 494.7032 | 712.6191 | 2479.1448 | 541.2863 | 1970.417 | 4990.848 | 9669.0706
6 | 162 | 16 | 10256.496 | 3801.6963 | 1455.2393 | 15513.4316 | 234.7972 | 300.0925 | 349.6967 | 884.5864 | 1801.9684 | 1000 | 1973.1583 | 4775.1267 | 9853.7186
6 | 162 | 17 | 10191.4259 | 3756.8481 | 1444.6622 | 15392.9362 | 296.679 | 397.6097 | 517.2026 | 1211.4913 | 2319.5994 | 954.5562 | 1904.6844 | 5178.8401 | 9002.6048
6 | 162 | 18 | 10036.4651 | 3683.9548 | 1436.0461 | 15156.466 | 353.0499 | 513.0909 | 555.5231 | 1421.6639 | 2304.2931 | 827.9315 | 1577.9871 | 4710.2117 | 9024.5905
6 | 162 | 19 | 9774.6018 | 3592.1705 | 1416.7484 | 14783.5207 | 910.8201 | 1417.6077 | 613.1919 | 2941.6197 | 1345.5625 | 456.4059 | 699.1768 | 2501.1453 | 9340.7557
6 | 162 | 20 | 9125.4538 | 3345.7418 | 1351.9501 | 13823.1456 | 3615.9837 | 1915.1155 | 1199.043 | 6730.1422 | 13.9148 | 8.3489 | 0 | 22.2637 | 7070.7398
6 | 162 | 21 | 8382.7051 | 3077.4019 | 1282.993 | 12743.1 | 5561.0982 | 2102.216 | 1253.2967 | 8916.611 | 0 | 0 | 0 | 0 | 3826.489
6 | 162 | 22 | 7788.1061 | 2841.1036 | 1227.8254 | 11857.0351 | 5599.8795 | 1980.2345 | 938.9313 | 8519.0453 | 0 | 0 | 0 | 0 | 3337.9898
6 | 162 | 23 | 7407.4131 | 2699.6596 | 1198.2257 | 11305.2984 | 5671.0475 | 1739.0018 | 842.9884 | 8253.0377 | 0 | 0 | 0 | 0 | 3052.2606
6 | 162 | 24 | 7183.2341 | 2609.4498 | 1179.419 | 10972.1029 | 5606.1217 | 1878.4868 | 823.3416 | 8307.9501 | 0 | 0 | 0 | 0 | 2664.1528
6 | 163 | 1 | 7063.631 | 2559.6497 | 1165.2805 | 10788.5613 | 6374.77 | 1813.2857 | 866.6964 | 9054.7521 | 0 | 0 | 0 | 0 | 1733.8092
6 | 163 | 2 | 7052.043 | 2546.916 | 1163.9039 | 10762.8629 | 7336.9006 | 1735.5915 | 1021.984 | 10094.4761 | 0 | 0 | 0 | 0 | 668.3868
6 | 163 | 3 | 7086.8067 | 2541.9667 | 1173.612 | 10802.3854 | 7699.3883 | 1820.6498 | 1141.7325 | 10661.7706 | 0 | 0 | 0 | 0 | 140.6148
6 | 163 | 4 | 7441.5094 | 2663.6351 | 1218.9635 | 11324.1079 | 7791.0146 | 1860.2445 | 1541.5479 | 11192.807 | 0 | 0 | 0 | 0 | 131.3009
6 | 163 | 5 | 7957.0865 | 2877.9936 | 1291.5996 | 12126.6796 | 7607.187 | 1928.9684 | 2268.1674 | 11804.3227 | 0 | 0 | 0 | 0 | 322.3569
6 | 163 | 6 | 8509.3242 | 3122.3333 | 1355.5717 | 12987.2292 | 7759.389 | 1883.2473 | 2495.2148 | 12137.8511 | 595.5541 | 121.0589 | 555.5372 | 1272.1501 | -422.772
6 | 163 | 7 | 8871.2155 | 3285.3054 | 1391.4948 | 13548.0157 | 6528.7675 | 1650.612 | 2266.2302 | 10445.6097 | 2028.7798 | 651.2133 | 1500.7472 | 4180.7403 | -1078.3343
6 | 163 | 8 | 9144.397 | 3418.1964 | 1414.3146 | 13976.9079 | 4945.1348 | 954.8768 | 1642.2695 | 7542.2811 | 2770.4394 | 905.8544 | 1845.08 | 5521.3738 | 913.2531
6 | 163 | 9 | 9328.9551 | 3486.966 | 1429.5899 | 14245.511 | 4673.8693 | 957.9172 | 1780.4902 | 7412.2767 | 2956.4229 | 993.5177 | 1914.4664 | 5864.407 | 968.8272
6 | 163 | 10 | 9481.7151 | 3560.9836 | 1435.52 | 14478.2187 | 5350.7925 | 1118.6167 | 2365.7545 | 8835.1637 | 2962.9051 | 1000 | 1856.3159 | 5819.221 | -176.166
6 | 163 | 11 | 9659.2566 | 3643.5249 | 1435.2148 | 14737.9963 | 6271.2965 | 1180.5564 | 2755.4842 | 10207.3372 | 3000 | 1000 | 1815.5341 | 5815.5341 | -1284.875
6 | 163 | 12 | 9872.5988 | 3721.5254 | 1431.4874 | 15025.6117 | 7651.5031 | 1298.4713 | 3197.0773 | 12147.0517 | 2981.4695 | 1000 | 1754.2676 | 5735.7371 | -2857.1771
6 | 163 | 13 | 10137.5867 | 3852.9434 | 1442.0323 | 15432.5624 | 8668.5363 | 1630.764 | 3339.696 | 13638.9963 | 2909.1125 | 1000 | 1708.1404 | 5617.2529 | -3823.6868
6 | 163 | 14 | 10397.9654 | 4013.1404 | 1466.386 | 15877.4919 | 9633.9357 | 2091.8616 | 3716.7169 | 15442.5142 | 2935.5507 | 999.0836 | 1772.8108 | 5707.445 | -5272.4674
6 | 163 | 15 | 10598.0319 | 4101.8872 | 1488.2334 | 16188.1525 | 10378.2323 | 2516.7447 | 4004.3251 | 16899.3021 | 2975.9035 | 1000 | 1869.3765 | 5845.28 | -6556.4296
6 | 163 | 16 | 10732.9871 | 4054.8094 | 1486.2634 | 16274.0599 | 10716.9534 | 2599.301 | 4155.6 | 17471.8544 | 2982.861 | 1000 | 1951.6197 | 5934.4807 | -7132.2752
6 | 163 | 17 | 10663.4132 | 3974.2832 | 1468.8863 | 16106.5827 | 10829.8839 | 3143.3242 | 4107.5337 | 18080.7417 | 2806.618 | 965.6881 | 1649.2026 | 5421.5087 | -7395.6677
6 | 163 | 18 | 10469.6994 | 3892.6168 | 1461.0834 | 15823.3996 | 10902.3596 | 3226.104 | 4261.83 | 18390.2936 | 2439.2668 | 840.4547 | 1119.8074 | 4399.5289 | -6966.4229
6 | 163 | 19 | 10201.5242 | 3799.9938 | 1431.7122 | 15433.2302 | 10794.7553 | 3371.9184 | 4263.3913 | 18430.065 | 1115.9681 | 393.7892 | 609.2052 | 2118.9626 | -5115.7973
6 | 163 | 20 | 9547.532 | 3553.9675 | 1362.0444 | 14463.5439 | 10902.3411 | 3372.254 | 4253.4469 | 18528.0421 | 16.6978 | 15.3063 | 1.3915 | 33.3956 | -4097.8937
6 | 163 | 21 | 8791.7705 | 3265.7871 | 1302.7509 | 13360.3085 | 10878.2399 | 3205.3783 | 4235.8183 | 18319.4366 | 0 | 0 | 0 | 0 | -4959.1281
6 | 163 | 22 | 8151.1874 | 3005.6794 | 1247.9195 | 12404.7862 | 10806.5881 | 3278.1439 | 4263.3913 | 18348.1233 | 0 | 0 | 0 | 0 | -5943.3371
6 | 163 | 23 | 7727.9929 | 2825.7905 | 1213.7857 | 11767.5692 | 10729.3051 | 3371.2837 | 4263.3693 | 18363.9581 | 0 | 0 | 0 | 0 | -6596.3889
6 | 163 | 24 | 7453.4117 | 2713.7684 | 1191.1382 | 11358.3184 | 10766.6446 | 3166.5701 | 4099.7845 | 18032.9991 | 0 | 0 | 0 | 0 | -6674.6808
6 | 164 | 1 | 7292.8055 | 2644.1555 | 1178.1918 | 11115.1527 | 10727.6193 | 3093.8046 | 4074.9576 | 17896.3814 | 0 | 0 | 0 | 0 | -6781.2287
6 | 164 | 2 | 7220.003 | 2602.812 | 1172.2099 | 10995.0249 | 10510.0826 | 3372.254 | 4055.9801 | 17938.3166 | 0 | 0 | 0 | 0 | -6943.2918
6 | 164 | 3 | 7162.8141 | 2574.0922 | 1171.3129 | 10908.2192 | 10128.4754 | 3369.6564 | 4065.3754 | 17563.5071 | 0 | 0 | 0 | 0 | -6655.2879
6 | 164 | 4 | 7404.1237 | 2644.12 | 1211.0353 | 11259.2791 | 9649.8211 | 3100.1843 | 4130.1702 | 16880.1756 | 0 | 0 | 0 | 0 | -5620.8965
6 | 164 | 5 | 7856.0013 | 2825.2712 | 1271.1408 | 11952.4133 | 9462.1248 | 2894.3757 | 4126.1397 | 16482.6402 | 0 | 0 | 0 | 0 | -4530.2269
6 | 164 | 6 | 8467.3443 | 3092.1056 | 1334.0908 | 12893.5407 | 9149.2594 | 2799.5981 | 4095.5859 | 16044.4435 | 488.41 | 2.783 | 464.0373 | 955.2302 | -4106.133
6 | 164 | 7 | 9007.7938 | 3344.8281 | 1375.3553 | 13727.9771 | 7645.1298 | 2092.1495 | 2915.6943 | 12652.9736 | 1641.948 | 47.3104 | 1026.6868 | 2715.9452 | -1640.9416
6 | 164 | 8 | 9495.1709 | 3579.2238 | 1403.9741 | 14478.3689 | 5296.7562 | 1229.3177 | 1318.2067 | 7844.2806 | 1867.368 | 75.14 | 1228.0186 | 3170.5266 | 3463.5617
6 | 164 | 9 | 9890.8414 | 3774.5892 | 1416.7618 | 15082.1925 | 4727.8492 | 1181.1627 | 872.5613 | 6781.5733 | 1683.6925 | 77.923 | 1934.9844 | 3696.5999 | 4604.0193
6 | 164 | 10 | 10193.5704 | 3948.5505 | 1417.5331 | 15559.654 | 4764.357 | 1446.5922 | 542.7745 | 6753.7238 | 1502.7999 | 62.6167 | 1439.8046 | 3005.2212 | 5800.7091
6 | 164 | 11 | 10421.9131 | 4092.4353 | 1416.2365 | 15930.5848 | 4745.0343 | 1924.0758 | 458.2349 | 7127.345 | 1312.1669 | 151.6715 | 1853.158 | 3316.9963 | 5486.2435
6 | 164 | 12 | 10671.5366 | 4232.4552 | 1412.0047 | 16315.9965 | 6173.674 | 2517.5985 | 429.2517 | 9120.5242 | 1622.4673 | 197.5904 | 1753.2005 | 3573.2581 | 3622.2142
6 | 164 | 13 | 10995.9631 | 4387.2097 | 1419.2369 | 16802.4097 | 6930.4354 | 2538.1212 | 560.9792 | 10029.5358 | 1063.0918 | 147.497 | 1420.7198 | 2631.3086 | 4141.5653
6 | 164 | 14 | 11374.7254 | 4548.6343 | 1440.1812 | 17363.541 | 7400.9183 | 2758.4716 | 588.765 | 10748.1549 | 999.0836 | 169.7607 | 1465.1221 | 2633.9665 | 3981.4195
6 | 164 | 15 | 11606.8776 | 4635.6602 | 1451.083 | 17693.6208 | 8508.448 | 2194.2391 | 741.92 | 11444.6072 | 517.6311 | 212.8966 | 1261.8825 | 1992.4102 | 4256.6033
6 | 164 | 16 | 11627.506 | 4629.5101 | 1447.1667 | 17704.1828 | 9116.9294 | 1834.1131 | 1272.1993 | 12223.2419 | 301.9515 | 165.5863 | 989.0897 | 1456.6274 | 4024.3135
6 | 164 | 17 | 11460.177 | 4513.3616 | 1436.6146 | 17410.1532 | 8043.271 | 2202.4013 | 1703.8102 | 11949.4824 | 551.0266 | 129.4078 | 872.4807 | 1552.9151 | 3907.7557
6 | 164 | 18 | 11359.7051 | 4414.0083 | 1429.1349 | 17202.8482 | 8529.8672 | 2180.7658 | 2440.4565 | 13151.0895 | 512.0652 | 11.1319 | 297.9301 | 821.1271 | 3230.6315
6 | 164 | 19 | 11039.1523 | 4278.6601 | 1388.6924 | 16706.5048 | 9163.262 | 2923.7887 | 3509.525 | 15596.5756 | 232.3774 | 151.6715 | 199.6187 | 583.6676 | 526.2616
6 | 164 | 20 | 10169.6823 | 3929.1699 | 1317.7982 | 15416.6504 | 10360.3214 | 3075.955 | 3790.0431 | 17226.3194 | 0 | 0 | 0 | 0 | -1809.669
6 | 164 | 21 | 9287.9396 | 3561.8167 | 1262.0985 | 14111.8548 | 10543.2428 | 3370.7387 | 3222.3067 | 17136.2883 | 0 | 0 | 0 | 0 | -3024.4335
6 | 164 | 22 | 8632.9739 | 3283.0124 | 1223.2579 | 13139.2442 | 10748.9082 | 3305.7733 | 3263.239 | 17317.9206 | 0 | 0 | 0 | 0 | -4178.6763
6 | 164 | 23 | 8209.6901 | 3098.6901 | 1194.877 | 12503.2573 | 10366.0048 | 3363.4149 | 2658.6606 | 16388.0803 | 0 | 0 | 0 | 0 | -3884.8231
6 | 164 | 24 | 7963.6034 | 2986.2465 | 1182.3281 | 12132.178 | 10069.6603 | 3353.0727 | 2407.4732 | 15830.2062 | 0 | 0 | 0 | 0 | -3698.0282
6 | 165 | 1 | 7875.7175 | 2922.6184 | 1182.3873 | 11980.7233 | 10392.2576 | 3372.254 | 2168.0189 | 15932.5305 | 0 | 0 | 0 | 0 | -3951.8072
6 | 165 | 2 | 8011.9525 | 2942.6864 | 1199.6901 | 12154.3291 | 9894.9865 | 2876.4782 | 2119.3869 | 14890.8516 | 0 | 0 | 0 | 0 | -2736.5225
6 | 165 | 3 | 8458.2078 | 3083.6961 | 1242.1374 | 12784.0412 | 10427.408 | 2659.9201 | 2472.2008 | 15559.5289 | 0 | 0 | 0 | 0 | -2775.4876
6 | 165 | 4 | 9434.5768 | 3437.7815 | 1323.2833 | 14195.6416 | 9693.1122 | 2605.1409 | 2418.8248 | 14717.0779 | 0 | 0 | 0 | 0 | -521.4363
6 | 165 | 5 | 10370.3059 | 3821.8767 | 1390.5229 | 15582.7055 | 8594.4488 | 2878.4837 | 2363.5939 | 13836.5265 | 0 | 0 | 0 | 0 | 1746.179
6 | 165 | 6 | 11074.6956 | 4102.3089 | 1438.3454 | 16615.3499 | 9146.902 | 2699.6407 | 2592.2925 | 14438.8352 | 741.6596 | 210.1137 | 600.2938 | 1552.067 | 624.4476
6 | 165 | 7 | 11664.7098 | 4383.4704 | 1476.5158 | 17524.6961 | 9081.9493 | 2754.9314 | 1826.6659 | 13663.5466 | 2044.0862 | 651.2133 | 1097.444 | 3792.7435 | 68.406
6 | 165 | 8 | 12179.9259 | 4649.6512 | 1505.1613 | 18334.7384 | 8450.3018 | 2546.6238 | 2029.8434 | 13026.7689 | 2739.8268 | 912.8118 | 748.1541 | 4400.7927 | 907.1768
6 | 165 | 9 | 12744.6781 | 4886.2577 | 1515.06 | 19145.9958 | 8684.0996 | 2809.218 | 1316.6838 | 12810.0014 | 2528.3217 | 989.3433 | 509.9933 | 4027.6583 | 2308.3361
6 | 165 | 10 | 13142.9341 | 5124.4533 | 1530.7203 | 19798.1077 | 9373.5237 | 3206.4164 | 830.5017 | 13410.4418 | 2323.2988 | 1000 | 503.5242 | 3826.823 | 2560.8428
6 | 165 | 11 | 13517.9344 | 5365.3768 | 1541.794 | 20425.1052 | 9810.2662 | 2824.9478 | 919.2626 | 13554.4766 | 2295.4692 | 1000 | 460.7126 | 3756.1818 | 3114.4468
6 | 165 | 12 | 13786.6575 | 5516.7845 | 1538.5282 | 20841.9702 | 9925.5434 | 2849.8381 | 1524.5052 | 14299.8867 | 2051.0435 | 986.5603 | 753.2734 | 3790.8772 | 2751.2063
6 | 165 | 13 | 14057.5397 | 5594.076 | 1542.1514 | 21193.7671 | 9669.8781 | 3196.1826 | 1870.9922 | 14737.053 | 1630.8162 | 948.9903 | 626.6948 | 3206.5012 | 3250.2128
6 | 165 | 14 | 14357.0504 | 5607.8444 | 1551.4357 | 21516.3305 | 9649.6515 | 3167.1437 | 1949.6077 | 14766.403 | 1634.9907 | 630.3411 | 597.9783 | 2863.31 | 3886.6175
6 | 165 | 15 | 14474.9483 | 5541.8017 | 1566.8008 | 21583.5509 | 9518.5911 | 3370.1998 | 2137.2274 | 15026.0183 | 2042.6947 | 134.9737 | 1113.2594 | 3290.9278 | 3266.6049
6 | 165 | 16 | 14082.6962 | 5409.2675 | 1562.5537 | 21054.5174 | 9412.3969 | 3357.5584 | 2018.5691 | 14788.5243 | 1100.6618 | 304.7344 | 862.193 | 2267.5892 | 3998.4039
6 | 165 | 17 | 13586.6075 | 5278.1632 | 1537.648 | 20402.4187 | 8810.9668 | 3349.4529 | 2142.301 | 14302.7208 | 672.0855 | 192.0244 | 702.4435 | 1566.5535 | 4533.1445
6 | 165 | 18 | 13081.9887 | 5118.3643 | 1514.5763 | 19714.9293 | 8308.2618 | 3030.2854 | 2567.0515 | 13905.5987 | 663.7366 | 45.9189 | 252.9326 | 962.5881 | 4846.7425
6 | 165 | 19 | 12406.0953 | 4831.738 | 1471.5376 | 18709.3709 | 7546.4991 | 3045.2431 | 2744.0955 | 13335.8376 | 473.1037 | 20.8722 | 67.495 | 561.4709 | 4812.0624
6 | 165 | 20 | 11350.6533 | 4404.6952 | 1402.6484 | 17157.9969 | 7336.5778 | 2956.4682 | 2873.086 | 13166.132 | 27.8296 | 0 | 0 | 27.8296 | 3964.0353
6 | 165 | 21 | 10399.3859 | 4003.6185 | 1343.2059 | 15746.2104 | 7501.9708 | 2823.2405 | 2867.5415 | 13192.7528 | 0 | 0 | 0 | 0 | 2553.4577
6 | 165 | 22 | 9728.437 | 3722.7693 | 1302.9269 | 14754.1332 | 7307.0413 | 2573.0588 | 2757.439 | 12637.5392 | 0 | 0 | 0 | 0 | 2116.594
6 | 165 | 23 | 9351.6159 | 3557.7522 | 1272.6577 | 14182.0258 | 6704.6344 | 2681.6835 | 2318.1176 | 11704.4356 | 0 | 0 | 0 | 0 | 2477.5903
6 | 165 | 24 | 9114.1923 | 3457.9443 | 1254.3056 | 13826.4422 | 6088.0642 | 1902.367 | 1976.5693 | 9967.0004 | 0 | 0 | 0 | 0 | 3859.4417
6 | 166 | 1 | 8992.2603 | 3409.3741 | 1248.2387 | 13649.8731 | 5186.6498 | 2548.2713 | 1818.139 | 9553.0601 | 0 | 0 | 0 | 0 | 4096.8131
6 | 166 | 2 | 9096.9325 | 3432.654 | 1253.0801 | 13782.6666 | 4747.1227 | 2865.1689 | 1317.0699 | 8929.3616 | 0 | 0 | 0 | 0 | 4853.305
6 | 166 | 3 | 9505.186 | 3581.4409 | 1291.8836 | 14378.5105 | 4566.7006 | 2533.8863 | 1258.7432 | 8359.3301 | 0 | 0 | 0 | 0 | 6019.1804
6 | 166 | 4 | 10357.5858 | 3940.017 | 1371.9089 | 15669.5118 | 4388.5652 | 2373.1922 | 1659.9848 | 8421.7422 | 0 | 0 | 0 | 0 | 7247.7695
6 | 166 | 5 | 11102.9598 | 4307.6453 | 1441.2151 | 16851.8202 | 5091.2914 | 2408.4611 | 1850.4386 | 9350.1911 | 0 | 0 | 0 | 0 | 7501.6291
6 | 166 | 6 | 11514.8124 | 4493.4682 | 1486.2787 | 17494.5594 | 5639.9103 | 2408.2532 | 1801.8313 | 9849.9948 | 26.4381 | 11.1319 | 368.787 | 406.357 | 7238.2076
6 | 166 | 7 | 11713.5705 | 4614.0807 | 1505.8427 | 17833.4939 | 5280.1343 | 2081.1834 | 769.5338 | 8130.8514 | 112.71 | 58.4422 | 839.5851 | 1010.7373 | 8691.9052
6 | 166 | 8 | 11830.1652 | 4703.8825 | 1500.6976 | 18034.7453 | 4582.5548 | 1649.5441 | 537.0735 | 6769.1724 | 122.4504 | 58.4422 | 975.0082 | 1155.9008 | 10109.6721
6 | 166 | 9 | 11948.5056 | 4802.1243 | 1487.7613 | 18238.3911 | 3624.2631 | 1397.9839 | 474.1315 | 5496.3785 | 275.5133 | 75.14 | 1130.0415 | 1480.6948 | 11261.3178
6 | 166 | 10 | 12019.4548 | 4875.0804 | 1487.0679 | 18381.6032 | 2714.8821 | 1136.2486 | 520.6054 | 4371.7361 | 456.4059 | 218.4626 | 1215.6796 | 1890.5481 | 12119.3189
6 | 166 | 11 | 12163.9412 | 4976.1813 | 1490.2059 | 18630.3284 | 2273.3532 | 765.9454 | 604.8264 | 3644.1249 | 712.4384 | 473.1037 | 1299.9273 | 2485.4694 | 12500.7341
6 | 166 | 12 | 12302.239 | 5063.5763 | 1488.5657 | 18854.381 | 1872.5509 | 775.9892 | 728.1517 | 3376.6918 | 691.5662 | 416.0529 | 1223.6875 | 2331.3067 | 13146.3825
6 | 166 | 13 | 12576.5387 | 5177.6345 | 1493.6628 | 19247.836 | 1526.0344 | 610.3966 | 726.7243 | 2863.1553 | 1029.6962 | 443.8826 | 1801.2564 | 3274.8352 | 13109.8454
6 | 166 | 14 | 12864.9795 | 5287.0087 | 1505.8105 | 19657.7988 | 1224.1362 | 470.9521 | 746.6481 | 2441.7364 | 1548.7188 | 353.4363 | 1941.6919 | 3843.8469 | 13372.2154
6 | 166 | 15 | 13086.1752 | 5330.8525 | 1528.1605 | 19945.1882 | 1257.1667 | 420.5375 | 692.5085 | 2370.2127 | 1463.3633 | 556.5926 | 1913.7372 | 3933.6931 | 13641.2824
6 | 166 | 16 | 13042.3694 | 5259.0715 | 1530.2046 | 19831.6455 | 1563.5546 | 390.4606 | 723.4488 | 2677.464 | 1790.3614 | 404.9211 | 1959.4518 | 4154.7343 | 12999.4472
6 | 166 | 17 | 12674.2919 | 5046.5875 | 1505.6475 | 19226.527 | 2097.2998 | 414.0206 | 854.6697 | 3365.9901 | 1660.0373 | 733.3107 | 1876.959 | 4270.307 | 11590.2299
6 | 166 | 18 | 12205.2759 | 4798.7505 | 1480.0911 | 18484.1175 | 2546.2202 | 487.1541 | 1032.2472 | 4065.6215 | 1889.6317 | 584.4222 | 1105.031 | 3579.0849 | 10839.411
6 | 166 | 19 | 11622.398 | 4549.6195 | 1438.6623 | 17610.6799 | 3060.424 | 477.7178 | 2066.6787 | 5604.8205 | 1408.1792 | 488.41 | 851.4643 | 2748.0535 | 9257.8059
6 | 166 | 20 | 10529.3461 | 4113.2939 | 1359.948 | 16002.5879 | 5120.1792 | 713.4968 | 3430.5192 | 9264.1952 | 40.353 | 34.787 | 25.0467 | 100.1867 | 6638.206
6 | 166 | 21 | 9463.3344 | 3673.9151 | 1284.3262 | 14421.5757 | 6311.0224 | 659.3974 | 3424.1276 | 10394.5474 | 0 | 0 | 0 | 0 | 4027.0283
6 | 166 | 22 | 8710.8917 | 3361.4759 | 1229.6003 | 13301.9679 | 5277.9912 | 668.1113 | 3346.6301 | 9292.7326 | 0 | 0 | 0 | 0 | 4009.2352
6 | 166 | 23 | 8251.4162 | 3153.0861 | 1200.6759 | 12605.1783 | 4731.997 | 434.9034 | 3465.4695 | 8632.3699 | 0 | 0 | 0 | 0 | 3972.8084
6 | 166 | 24 | 7926.8658 | 3017.2658 | 1181.1984 | 12125.33 | 4064.6203 | 245.9976 | 3471.6909 | 7782.3088 | 0 | 0 | 0 | 0 | 4343.0212
6 | 167 | 1 | 7761.8616 | 2935.1085 | 1170.5976 | 11867.5676 | 3709.2333 | 145.5399 | 3286.8 | 7141.5732 | 0 | 0 | 0 | 0 | 4725.9944
6 | 167 | 2 | 7804.3717 | 2917.7203 | 1186.6721 | 11908.764 | 4317.1764 | 495.6335 | 3041.8444 | 7854.6544 | 0 | 0 | 0 | 0 | 4054.1097
6 | 167 | 3 | 8137.4269 | 3015.9995 | 1223.2196 | 12376.6461 | 5168.9086 | 931.6031 | 2992.8561 | 9093.3678 | 0 | 0 | 0 | 0 | 3283.2783
6 | 167 | 4 | 9022.5609 | 3323.3694 | 1310.0153 | 13655.9456 | 6395.5132 | 1250.8504 | 2854.8034 | 10501.167 | 0 | 0 | 0 | 0 | 3154.7787
6 | 167 | 5 | 9830.7555 | 3622.6221 | 1378.8595 | 14832.2371 | 6738.9058 | 1346.5466 | 2663.9456 | 10749.398 | 0 | 0 | 0 | 0 | 4082.8391
6 | 167 | 6 | 10319.8266 | 3793.0402 | 1432.0101 | 15544.8769 | 7049.0953 | 1594.943 | 2422.6775 | 11066.7158 | 748.617 | 204.5478 | 626.4403 | 1579.605 | 2898.5561
6 | 167 | 7 | 10618.7377 | 3880.203 | 1462.3366 | 15961.2773 | 6261.8238 | 1418.1512 | 1457.9062 | 9137.8812 | 2030.1713 | 642.8644 | 1458.0071 | 4131.0429 | 2692.3533
6 | 167 | 8 | 10883.2735 | 3961.8888 | 1476.9511 | 16322.1134 | 3672.6678 | 575.8885 | 706.9179 | 4955.4742 | 2329.3398 | 897.5055 | 1614.4065 | 4841.2518 | 6525.3875
6 | 167 | 9 | 11024.972 | 4083.5189 | 1476.536 | 16585.027 | 2855.2568 | 413.5747 | 659.2152 | 3928.0467 | 2455.9647 | 968.471 | 1534.3837 | 4958.8194 | 7698.1608
6 | 167 | 10 | 11228.1459 | 4210.0745 | 1473.2104 | 16911.4309 | 2760.2811 | 572.7958 | 1139.3642 | 4472.4411 | 2442.0498 | 980.9944 | 1552.4521 | 4975.4963 | 7463.4934
6 | 167 | 11 | 11576.7344 | 4354.8964 | 1480.4216 | 17412.0524 | 2649.2209 | 666.561 | 1519.547 | 4835.3289 | 2561.7172 | 985.1688 | 1646.6607 | 5193.5467 | 7383.1768
6 | 167 | 12 | 11812.7644 | 4497.8164 | 1480.4174 | 17790.9981 | 1977.5776 | 593.4803 | 1930.9665 | 4502.0244 | 2635.4657 | 972.6455 | 1543.8622 | 5151.9735 | 8137.0003
6 | 167 | 13 | 11977.8144 | 4640.9728 | 1486.8392 | 18105.6263 | 1415.742 | 429.3737 | 1955.3177 | 3800.4333 | 2453.1818 | 904.4629 | 1627.1383 | 4984.7829 | 9320.4101
6 | 167 | 14 | 12112.6723 | 4718.2547 | 1492.2272 | 18323.1542 | 1344.0227 | 455.8463 | 1465.8507 | 3265.7197 | 2437.8754 | 898.897 | 1554.7024 | 4891.4748 | 10165.9596
6 | 167 | 15 | 12210.9865 | 4713.6115 | 1506.6307 | 18431.2287 | 1113.4108 | 420.6876 | 1127.2072 | 2661.3057 | 2539.4534 | 914.2033 | 1659.8462 | 5113.503 | 10656.4201
6 | 167 | 16 | 12182.7 | 4621.676 | 1515.821 | 18320.197 | 1043.1451 | 409.2384 | 1180.9359 | 2633.3194 | 2003.7332 | 936.4669 | 1808.5264 | 4748.7265 | 10938.1511
6 | 167 | 17 | 12040.6765 | 4526.7026 | 1500.5864 | 18067.9655 | 1183.1161 | 418.0389 | 1070.7774 | 2671.9324 | 1640.5566 | 478.6696 | 1838.435 | 3957.6613 | 11438.3718
6 | 167 | 18 | 11865.4288 | 4449.2094 | 1488.4078 | 17803.046 | 1417.3888 | 434.3609 | 1147.447 | 2999.1967 | 1728.2199 | 441.0996 | 1603.5918 | 3772.9113 | 11030.938
6 | 167 | 19 | 11448.2213 | 4311.8403 | 1447.8203 | 17207.8819 | 2253.229 | 521.6222 | 1746.872 | 4521.7232 | 1191.108 | 434.1422 | 888.2842 | 2513.5345 | 10172.6242
6 | 167 | 20 | 10481.2672 | 3980.6575 | 1370.7143 | 15832.639 | 3352.755 | 766.6192 | 2362.9976 | 6482.3718 | 43.1359 | 20.8722 | 29.2211 | 93.2293 | 9257.0379
6 | 167 | 21 | 9533.7122 | 3622.5641 | 1294.5085 | 14450.7848 | 3846.3315 | 892.2634 | 2559.0922 | 7297.687 | 0 | 0 | 0 | 0 | 7153.0978
6 | 167 | 22 | 8833.2037 | 3353.859 | 1249.9622 | 13437.0249 | 3397.6475 | 724.1092 | 2617.3011 | 6739.0579 | 0 | 0 | 0 | 0 | 6697.967
6 | 167 | 23 | 8390.216 | 3171.0404 | 1217.655 | 12778.9114 | 2969.1465 | 576.0809 | 2548.3996 | 6093.627 | 0 | 0 | 0 | 0 | 6685.2844
6 | 167 | 24 | 8102.1577 | 3050.8379 | 1195.7855 | 12348.7811 | 1892.7175 | 459.6723 | 2221.1838 | 4573.5737 | 0 | 0 | 0 | 0 | 7775.2074
6 | 168 | 1 | 7954.7803 | 2994.7186 | 1187.736 | 12137.2349 | 1519.9092 | 307.2951 | 1552.6115 | 3379.8158 | 0 | 0 | 0 | 0 | 8757.4191
6 | 168 | 2 | 8029.3054 | 2999.8179 | 1199.2508 | 12228.3742 | 1058.0743 | 318.6255 | 1200.0205 | 2576.7204 | 0 | 0 | 0 | 0 | 9651.6538
6 | 168 | 3 | 8383.1251 | 3136.7034 | 1238.9171 | 12758.7455 | 690.108 | 270.4584 | 1037.9797 | 1998.546 | 0 | 0 | 0 | 0 | 10760.1995
6 | 168 | 4 | 9265.3392 | 3448.6882 | 1318.2193 | 14032.2467 | 506.1287 | 171.1879 | 961.5904 | 1638.907 | 0 | 0 | 0 | 0 | 12393.3397
6 | 168 | 5 | 10078.0544 | 3771.138 | 1384.0442 | 15233.2365 | 392.1539 | 161.689 | 1035.0483 | 1588.8912 | 0 | 0 | 0 | 0 | 13644.3453
6 | 168 | 6 | 10580.9048 | 3956.2943 | 1435.6384 | 15972.8375 | 274.5328 | 158.0138 | 1010.0032 | 1442.5497 | 584.4222 | 182.2841 | 320.7564 | 1087.4626 | 13442.8251
6 | 168 | 7 | 10909.1995 | 4114.589 | 1465.4196 | 16489.2082 | 144.5431 | 155.0943 | 584.6492 | 884.2867 | 1917.4613 | 628.9496 | 1088.2155 | 3634.6264 | 11970.295
6 | 168 | 8 | 11157.0347 | 4256.3997 | 1475.0324 | 16888.4669 | 29.44 | 60.9412 | 286.121 | 376.5023 | 2660.5124 | 878.0247 | 1318.3354 | 4856.8725 | 11655.092
6 | 168 | 9 | 11409.944 | 4375.4745 | 1465.9926 | 17251.4111 | 3.9666 | 3.6719 | 98.8166 | 106.4552 | 2855.3197 | 947.5988 | 1826.4535 | 5629.372 | 11515.5839
6 | 168 | 10 | 11636.1193 | 4484.6019 | 1463.342 | 17584.0631 | 10.5674 | 0 | 66.6048 | 77.1722 | 2860.8857 | 965.6881 | 1912.6166 | 5739.1904 | 11767.7005
6 | 168 | 11 | 11855.0827 | 4651.868 | 1462.2218 | 17969.1725 | 36.3697 | 0.0097269 | 109.3661 | 145.7455 | 2890.1069 | 961.5136 | 1784.0676 | 5635.6881 | 12187.7388
6 | 168 | 12 | 11993.6284 | 4790.7869 | 1461.1905 | 18245.6058 | 82.3659 | 0.63711 | 162.6131 | 245.6161 | 2856.7113 | 950.3818 | 1583.7867 | 5390.8798 | 12609.11
6 | 168 | 13 | 12043.0121 | 4932.4168 | 1460.1378 | 18435.5666 | 130.7462 | 3.9176 | 333.1622 | 467.8261 | 2725.912 | 943.4243 | 1461.3363 | 5130.6727 | 12837.0679
6 | 168 | 14 | 12158.7462 | 5057.7985 | 1470.3151 | 18686.8598 | 158.354 | 3.4698 | 527.0109 | 688.8348 | 2794.0947 | 815.4081 | 1715.4938 | 5324.9966 | 12673.0285
6 | 168 | 15 | 12238.3683 | 5076.4405 | 1482.2292 | 18797.038 | 290.1654 | 51.3315 | 862.58 | 1204.077 | 2819.1413 | 905.8544 | 1611.533 | 5336.5288 | 12256.4322
6 | 168 | 16 | 12167.0058 | 4994.9082 | 1489.0712 | 18650.9852 | 398.4727 | 87.0262 | 1384.8377 | 1870.3366 | 2417.0032 | 882.1992 | 1478.4255 | 4777.6279 | 12003.0207
6 | 168 | 17 | 11884.9521 | 4819.5621 | 1469.8097 | 18174.3239 | 594.2014 | 193.1029 | 2061.417 | 2848.7213 | 2013.4736 | 743.051 | 1038.518 | 3795.0427 | 11530.5599
6 | 168 | 18 | 11568.3848 | 4654.3823 | 1451.9415 | 17674.7086 | 1096.1223 | 540.2554 | 2489.9721 | 4126.3498 | 1534.804 | 716.6129 | 552.4091 | 2803.8259 | 10744.533
6 | 168 | 19 | 11139.2221 | 4496.4692 | 1414.3589 | 17050.0501 | 2755.262 | 1095.7794 | 2769.2063 | 6620.2477 | 876.6333 | 438.3166 | 399.3923 | 1714.3422 | 8715.4602
6 | 168 | 20 | 10197.498 | 4122.4221 | 1345.8569 | 15665.7769 | 4681.741 | 2067.2968 | 3336.652 | 10085.6898 | 13.9148 | 37.57 | 16.6978 | 68.1826 | 5511.9046
6 | 168 | 21 | 9247.054 | 3689.6742 | 1276.76 | 14213.4883 | 7997.0397 | 2750.1685 | 3737.4641 | 14484.6722 | 0 | 0 | 0 | 0 | -271.184
6 | 168 | 22 | 8527.5945 | 3379.2178 | 1227.3381 | 13134.1505 | 9440.8315 | 2938.6534 | 3278.3602 | 15657.8451 | 0 | 0 | 0 | 0 | -2523.6946
6 | 168 | 23 | 8089.0906 | 3160.4051 | 1196.4963 | 12445.992 | 9620.0139 | 2959.2733 | 3162.7443 | 15742.0316 | 0 | 0 | 0 | 0 | -3296.0396
6 | 168 | 24 | 7785.1947 | 3019.8026 | 1179.7627 | 11984.76 | 10150.931 | 2847.2087 | 3191.4547 | 16189.5944 | 0 | 0 | 0 | 0 | -4204.8344
6 | 169 | 1 | 7628.7546 | 2940.8368 | 1171.8295 | 11741.4208 | 10284.4262 | 2865.1212 | 3361.718 | 16511.2654 | 0 | 0 | 0 | 0 | -4769.8446
6 | 169 | 2 | 7661.3809 | 2916.6758 | 1183.9514 | 11762.008 | 10257.2757 | 3020.1504 | 3541.7215 | 16819.1475 | 0 | 0 | 0 | 0 | -5057.1395
6 | 169 | 3 | 7956.0099 | 2987.1339 | 1217.7132 | 12160.857 | 10275.0444 | 2953.7097 | 3637.4633 | 16866.2175 | 0 | 0 | 0 | 0 | -4705.3605
6 | 169 | 4 | 8724.8153 | 3244.8522 | 1296.1711 | 13265.8386 | 10136.0905 | 2927.9644 | 3768.9472 | 16833.0021 | 0 | 0 | 0 | 0 | -3567.1635
6 | 169 | 5 | 9456.354 | 3532.0377 | 1367.5823 | 14355.974 | 9868.0164 | 3092.2301 | 3863.3685 | 16823.615 | 0 | 0 | 0 | 0 | -2467.641
6 | 169 | 6 | 9913.3959 | 3733.4863 | 1420.6047 | 15067.4868 | 9558.4057 | 3275.3196 | 3694.7513 | 16528.4766 | 384.0489 | 134.9737 | 83.4055 | 602.4281 | -2063.4179
6 | 169 | 7 | 10168.2411 | 3875.1537 | 1445.451 | 15488.8458 | 9320.3452 | 2848.1115 | 3449.5184 | 15617.9752 | 961.5137 | 335.347 | 311.4418 | 1608.3025 | -1737.4319
6 | 169 | 8 | 10350.5978 | 4000.1122 | 1456.8088 | 15807.5189 | 7212.5514 | 1950.1169 | 3261.6171 | 12424.2854 | 1141.0148 | 574.6818 | 330.8392 | 2046.5358 | 1336.6977
6 | 169 | 9 | 10520.0168 | 4090.4693 | 1449.62 | 16060.1061 | 6651.172 | 1615.0272 | 3188.1333 | 11454.3325 | 2076.0902 | 758.3574 | 729.6526 | 3564.1002 | 1041.6734
6 | 169 | 10 | 10627.095 | 4181.294 | 1442.1958 | 16250.5848 | 6743.5774 | 1334.1445 | 3067.2819 | 11145.0039 | 2002.3417 | 762.5318 | 825.1648 | 3590.0383 | 1515.5426
6 | 169 | 11 | 10782.029 | 4283.0858 | 1443.6964 | 16508.8113 | 7001.9912 | 1366.2283 | 3377.9712 | 11746.1907 | 1786.6621 | 830.7144 | 872.8873 | 3490.2638 | 1272.3568
6 | 169 | 12 | 10887.6074 | 4339.3752 | 1439.6013 | 16666.584 | 8122.1089 | 1591.5203 | 3637.894 | 13351.5232 | 2092.788 | 922.5521 | 1114.7044 | 4130.0445 | -814.9838
6 | 169 | 13 | 11069.6128 | 4335.1581 | 1445.007 | 16849.778 | 9181.3158 | 2025.3648 | 4103.1049 | 15309.7855 | 1864.5851 | 829.3229 | 998.628 | 3692.536 | -2152.5435
6 | 169 | 14 | 11237.8827 | 4312.0206 | 1450.9157 | 17000.819 | 9888.1893 | 2054.8708 | 3983.0724 | 15926.1326 | 1725.4369 | 872.4588 | 1047.9667 | 3645.8625 | -2571.176
6 | 169 | 15 | 11283.5767 | 4263.3781 | 1464.6783 | 17011.6331 | 10501.4136 | 2239.7918 | 3863.0208 | 16604.2262 | 1970.3376 | 750.0084 | 442.7991 | 3163.1451 | -2755.7383
6 | 169 | 16 | 11093.6299 | 4173.9432 | 1469.0823 | 16736.6555 | 9747.0332 | 3372.0006 | 4180.6416 | 17299.6754 | 1481.9277 | 673.477 | 182.8838 | 2338.2885 | -2901.3084
6 | 169 | 17 | 10816.4166 | 4046.3871 | 1449.5587 | 16312.3625 | 10592.4041 | 2199.635 | 4227.0556 | 17019.0947 | 1362.2603 | 709.6555 | 44.1315 | 2116.0473 | -2822.7796
6 | 169 | 18 | 10616.9277 | 3962.5705 | 1437.6597 | 16017.1579 | 10790.9129 | 2908.4115 | 4017.7493 | 17717.0737 | 382.6574 | 286.6452 | 88.263 | 757.5656 | -2457.4814
6 | 169 | 19 | 10257.5909 | 3839.0458 | 1406.2702 | 15502.9068 | 10897.9338 | 3119.2426 | 4238.7527 | 18255.9292 | 48.7018 | 33.3956 | 20.5805 | 102.6779 | -2855.7002
6 | 169 | 20 | 9520.1149 | 3573.653 | 1345.4121 | 14439.18 | 10814.0849 | 3372.254 | 4189.6432 | 18375.9821 | 0 | 0 | 0 | 0 | -3936.8021
6 | 169 | 21 | 8730.3693 | 3272.6393 | 1278.8912 | 13281.8998 | 10624.3364 | 3337.6796 | 3996.0001 | 17958.0161 | 0 | 0 | 0 | 0 | -4676.1163
6 | 169 | 22 | 8118.2323 | 3028.9548 | 1222.4068 | 12369.5939 | 10749.481 | 3104.3765 | 4203.0789 | 18056.9364 | 0 | 0 | 0 | 0 | -5687.3425
6 | 169 | 23 | 7722.7949 | 2858.9533 | 1193.3189 | 11775.0671 | 10838.443 | 3372.254 | 4211.5132 | 18422.2102 | 0 | 0 | 0 | 0 | -6647.143
6 | 169 | 24 | 7477.4757 | 2745.5617 | 1174.866 | 11397.9034 | 10955.7471 | 3372.254 | 4199.7218 | 18527.7229 | 0 | 0 | 0 | 0 | -7129.8194
6 | 170 | 1 | 7338.0322 | 2685.5472 | 1160.3411 | 11183.9205 | 10923.0902 | 3372.254 | 3772.2027 | 18067.5468 | 0 | 0 | 0 | 0 | -6883.6263
6 | 170 | 2 | 7339.468 | 2673.7697 | 1155.6925 | 11168.9302 | 10671.327 | 2880.3591 | 4231.0877 | 17782.7738 | 0 | 0 | 0 | 0 | -6613.8435
6 | 170 | 3 | 7428.3529 | 2707.3072 | 1169.6095 | 11305.2696 | 10163.4574 | 2763.6718 | 4219.9286 | 17147.0577 | 0 | 0 | 0 | 0 | -5841.7881
6 | 170 | 4 | 7742.7345 | 2796.6593 | 1211.7773 | 11751.1711 | 10595.4391 | 2897.7903 | 4180.8142 | 17674.0436 | 0 | 0 | 0 | 0 | -5922.8724
6 | 170 | 5 | 8241.6951 | 2970.6896 | 1270.4633 | 12482.848 | 10661.3561 | 3090.7671 | 4086.0305 | 17838.1537 | 0 | 0 | 0 | 0 | -5355.3057
6 | 170 | 6 | 8797.0507 | 3178.3507 | 1331.2863 | 13306.6877 | 10760.0717 | 2924.5121 | 4035.3267 | 17719.9105 | 435.5337 | 157.2374 | 495.391 | 1088.162 | -5501.3848
6 | 170 | 7 | 9242.0941 | 3323.6693 | 1374.8646 | 13940.6281 | 9985.0863 | 3194.6563 | 3567.3001 | 16747.0427 | 1188.3252 | 353.4363 | 1177.6943 | 2719.4557 | -5525.8704
6 | 170 | 8 | 9472.6689 | 3436.6037 | 1388.2538 | 14297.5264 | 8724.3411 | 2916.2895 | 3235.2996 | 14875.9301 | 2108.0943 | 722.1788 | 1525.002 | 4355.2751 | -4933.6788
6 | 170 | 9 | 9531.1134 | 3476.895 | 1387.3161 | 14395.3245 | 8820.3497 | 2519.453 | 4172.0926 | 15511.8952 | 2553.3683 | 695.7407 | 1357.5333 | 4606.6423 | -5723.2131
6 | 170 | 10 | 9570.8591 | 3472.5013 | 1387.9061 | 14431.2664 | 7908.8482 | 1800.7017 | 4239.7406 | 13949.2906 | 2778.7884 | 896.114 | 1866.2602 | 5541.1626 | -5059.1867
6 | 170 | 11 | 9482.2167 | 3450.6346 | 1377.8816 | 14310.7329 | 7957.306 | 2246.1246 | 4207.4318 | 14410.8624 | 2926.2853 | 872.4588 | 1821.3668 | 5620.1109 | -5720.2405
6 | 170 | 12 | 9386.8762 | 3427.2778 | 1372.0637 | 14186.2178 | 8238.08 | 2109.2032 | 4263.3913 | 14610.6745 | 2974.5121 | 976.82 | 1962.1932 | 5913.5253 | -6337.982
6 | 170 | 13 | 9329.309 | 3411.01 | 1373.9514 | 14114.2704 | 8517.126 | 1855.6578 | 4263.3913 | 14636.1751 | 2962.4639 | 978.2114 | 1958.0812 | 5898.7565 | -6420.6612
6 | 170 | 14 | 9381.2758 | 3430.4335 | 1393.1156 | 14204.825 | 8172.8118 | 1681.4883 | 4263.3396 | 14117.6397 | 2971.7291 | 983.7774 | 1969.0464 | 5924.5529 | -5837.3676
6 | 170 | 15 | 9496.0819 | 3465.2341 | 1412.1037 | 14373.4197 | 7583.0382 | 1491.3039 | 4263.3913 | 13337.7333 | 2991.2099 | 989.3433 | 1958.2022 | 5938.7553 | -4903.0689
6 | 170 | 16 | 9515.213 | 3468.2063 | 1409.8103 | 14393.2297 | 7129.3613 | 1395.9587 | 4192.5507 | 12717.8707 | 2989.8183 | 987.9518 | 1981.3822 | 5959.1523 | -4283.7933
6 | 170 | 17 | 9450.0275 | 3448.3693 | 1401.4578 | 14299.8546 | 6554.2086 | 1343.9264 | 4164.3123 | 12062.4473 | 2885.9324 | 950.3818 | 1913.0125 | 5749.3267 | -3511.9194
6 | 170 | 18 | 9410.2737 | 3452.5663 | 1387.4209 | 14250.2609 | 5804.4518 | 1498.1167 | 4085.7844 | 11388.3529 | 2575.6321 | 851.5866 | 1697.6291 | 5124.8478 | -2262.9398
6 | 170 | 19 | 9147.7234 | 3376.4556 | 1352.1425 | 13876.3215 | 6686.5881 | 1787.1262 | 4031.4651 | 12505.1793 | 1465.2299 | 503.7162 | 956.0084 | 2924.9546 | -1553.8124
6 | 170 | 20 | 8631.0857 | 3205.1281 | 1296.7829 | 13132.9968 | 8609.3886 | 2171.1464 | 4098.6501 | 14879.185 | 86.2718 | 57.0507 | 45.9189 | 189.2415 | -1935.4297
6 | 170 | 21 | 8061.8492 | 2995.6601 | 1245.5514 | 12303.0607 | 9999.119 | 2671.4025 | 4238.7097 | 16909.2311 | 0 | 0 | 0 | 0 | -4606.1704
6 | 170 | 22 | 7579.3047 | 2814.0906 | 1203.5434 | 11596.9387 | 9187.1538 | 2636.6264 | 4096.3395 | 15920.1197 | 0 | 0 | 0 | 0 | -4323.181
6 | 170 | 23 | 7250.0352 | 2691.1266 | 1172.8952 | 11114.057 | 8263.7954 | 2394.884 | 3939.1475 | 14597.8269 | 0 | 0 | 0 | 0 | -3483.7699
6 | 170 | 24 | 7051.7165 | 2613.1514 | 1159.3126 | 10824.1804 | 7194.4372 | 2306.9993 | 2806.4594 | 12307.8959 | 0 | 0 | 0 | 0 | -1483.7155
6 | 171 | 1 | 6954.4813 | 2568.511 | 1151.9615 | 10674.9538 | 5690.1412 | 2388.3899 | 2420.3877 | 10498.9188 | 0 | 0 | 0 | 0 | 176.035
6 | 171 | 2 | 6942.0421 | 2555.3058 | 1152.945 | 10650.2929 | 4552.4246 | 1714.336 | 2346.9729 | 8613.7335 | 0 | 0 | 0 | 0 | 2036.5594
6 | 171 | 3 | 6971.5904 | 2561.0829 | 1158.0219 | 10690.6951 | 2597.1705 | 1288.5529 | 2013.2387 | 5898.9621 | 0 | 0 | 0 | 0 | 4791.733
6 | 171 | 4 | 7194.5395 | 2622.5707 | 1189.1467 | 11006.2568 | 1544.0077 | 789.6737 | 1942.0605 | 4275.7419 | 0 | 0 | 0 | 0 | 6730.515
6 | 171 | 5 | 7636.225 | 2781.2036 | 1247.6993 | 11665.1278 | 616.8473 | 448.6152 | 2063.093 | 3128.5554 | 0 | 0 | 0 | 0 | 8536.5724
6 | 171 | 6 | 8195.2019 | 3004.5098 | 1315.9173 | 12515.6289 | 267.2104 | 328.2636 | 2011.6403 | 2607.1143 | 698.5237 | 154.4544 | 660.9772 | 1513.9554 | 8394.5593
6 | 171 | 7 | 8678.5302 | 3198.1366 | 1364.1113 | 13240.7782 | 123.2852 | 135.4154 | 1536.6168 | 1795.3174 | 1967.5547 | 247.6837 | 1359.6332 | 3574.8716 | 7870.5892
6 | 171 | 8 | 9006.6565 | 3348.0936 | 1393.1902 | 13747.9403 | 44.8775 | 10.3904 | 1089.0563 | 1144.3241 | 2347.4291 | 368.7425 | 1788.8627 | 4505.0343 | 8098.5818
6 | 171 | 9 | 9222.4933 | 3468.3359 | 1406.6958 | 14097.5251 | 187.861 | 0 | 1372.3793 | 1560.2404 | 2327.9483 | 464.7548 | 1677.9816 | 4470.6847 | 8066.5999
6 | 171 | 10 | 9498.3381 | 3590.3581 | 1411.7665 | 14500.4627 | 660.9409 | 0 | 2333.0683 | 2994.0092 | 2347.4291 | 347.8703 | 1893.9068 | 4589.2062 | 6917.2472
6 | 171 | 11 | 9735.2554 | 3717.5398 | 1411.0201 | 14863.8153 | 1108.8638 | 0 | 2624.1512 | 3733.015 | 2703.6483 | 727.7448 | 1848.2588 | 5279.6518 | 5851.1485
6 | 171 | 12 | 9985.2428 | 3832.8184 | 1407.9596 | 15226.0208 | 1285.1294 | 9.137 | 3066.8438 | 4361.1102 | 2590.9384 | 926.7266 | 1741.0522 | 5258.7172 | 5606.1934
6 | 171 | 13 | 10201.3844 | 3919.0174 | 1410.6384 | 15531.0401 | 1558.0055 | 80.9155 | 3020.1111 | 4659.0321 | 2410.0458 | 737.4851 | 1639.9116 | 4787.4426 | 6084.5654
6 | 171 | 14 | 10498.1871 | 4023.86 | 1435.8465 | 15957.8936 | 1877.0526 | 154.127 | 3113.1717 | 5144.3513 | 2263.9402 | 793.1444 | 1625.5592 | 4682.6438 | 6130.8986
6 | 171 | 15 | 10791.9098 | 4124.1216 | 1463.1881 | 16379.2195 | 1951.6208 | 249.4427 | 3032.7228 | 5233.7863 | 2147.0558 | 754.1829 | 1578.0659 | 4479.3046 | 6666.1286
6 | 171 | 16 | 10882.3967 | 4104.9385 | 1471.1731 | 16458.5083 | 2500.93 | 445.4572 | 3074.98 | 6021.3672 | 1544.5444 | 549.6352 | 1343.0767 | 3437.2563 | 6999.8848
6 | 171 | 17 | 10858.668 | 4029.5114 | 1458.8284 | 16347.0078 | 2689.9639 | 602.5882 | 3172.0578 | 6464.6099 | 947.5988 | 441.0996 | 1359.4828 | 2748.1812 | 7134.2167
6 | 171 | 18 | 10740.3808 | 3991.3001 | 1440.549 | 16172.23 | 3143.8014 | 664.798 | 3242.9942 | 7051.5936 | 1114.5766 | 65.3996 | 1186.3349 | 2366.3112 | 6754.3252
6 | 171 | 19 | 10382.9307 | 3858.2677 | 1397.0553 | 15638.2537 | 4598.1963 | 1091.5274 | 3875.4262 | 9565.1499 | 193.4159 | 34.787 | 671.4215 | 899.6244 | 5173.4794
6 | 171 | 20 | 9708.0347 | 3600.4724 | 1331.7299 | 14640.237 | 6368.0992 | 1293.799 | 4042.4967 | 11704.3949 | 37.57 | 0 | 27.8296 | 65.3996 | 2870.4425
6 | 171 | 21 | 8988.8852 | 3320.5294 | 1273.4294 | 13582.844 | 6621.5716 | 1465.7264 | 3705.5419 | 11792.8398 | 0 | 0 | 0 | 0 | 1790.0043
6 | 171 | 22 | 8446.4412 | 3108.2985 | 1236.875 | 12791.6147 | 5878.1048 | 1077.235 | 3175.4557 | 10130.7955 | 0 | 0 | 0 | 0 | 2660.8192
6 | 171 | 23 | 8084.4452 | 2964.8735 | 1206.6051 | 12255.9238 | 5197.0814 | 699.1999 | 2686.1641 | 8582.4453 | 0 | 0 | 0 | 0 | 3673.4785
6 | 171 | 24 | 7847.1747 | 2878.9515 | 1195.0059 | 11921.132 | 4582.0171 | 473.1253 | 2648.0938 | 7703.2361 | 0 | 0 | 0 | 0 | 4217.8959
6 | 172 | 1 | 7752.5564 | 2828.1476 | 1190.0189 | 11770.7228 | 4256.6796 | 317.3215 | 2226.7936 | 6800.7947 | 0 | 0 | 0 | 0 | 4969.9282
6 | 172 | 2 | 7884.1429 | 2841.6873 | 1202.3413 | 11928.1715 | 3337.297 | 260.8741 | 2681.1518 | 6279.3228 | 0 | 0 | 0 | 0 | 5648.8487
6 | 172 | 3 | 8266.18 | 2959.2486 | 1244.5594 | 12469.9879 | 3212.7497 | 345.1346 | 2565.0549 | 6122.9392 | 0 | 0 | 0 | 0 | 6347.0487
6 | 172 | 4 | 9094.7687 | 3261.3441 | 1317.7475 | 13673.8603 | 3709.2887 | 585.4678 | 2328.9855 | 6623.742 | 0 | 0 | 0 | 0 | 7050.1183
6 | 172 | 5 | 9931.4942 | 3585.7713 | 1392.9513 | 14910.2168 | 3606.8983 | 854.6308 | 2590.9139 | 7052.4431 | 0 | 0 | 0 | 0 | 7857.7738
6 | 172 | 6 | 10493.4982 | 3808.8153 | 1443.6016 | 15745.9152 | 3602.6178 | 546.7868 | 2787.5896 | 6936.9941 | 418.8359 | 65.3996 | 559.4824 | 1043.718 | 7765.2031
6 | 172 | 7 | 10682.784 | 3927.4451 | 1463.4494 | 16073.6785 | 2429.64 | 112.5987 | 1484.0779 | 4026.3166 | 958.7307 | 254.6411 | 831.2779 | 2044.6497 | 10002.7122
6 | 172 | 8 | 10736.0425 | 3964.1882 | 1475.1389 | 16175.3697 | 1141.291 | 6.7935 | 694.1112 | 1842.1957 | 1508.3658 | 402.1381 | 1041.9451 | 2952.4491 | 11380.7249
6 | 172 | 9 | 10748.7299 | 3989.9914 | 1469.0874 | 16207.8086 | 873.7051 | 10.0868 | 455.0687 | 1338.8606 | 1956.4229 | 532.9374 | 1331.848 | 3821.2082 | 11047.7398
6 | 172 | 10 | 10649.6712 | 3997.0587 | 1464.723 | 16111.4529 | 746.7808 | 5.5441 | 456.8592 | 1209.1841 | 2096.9625 | 969.8626 | 1132.8036 | 4199.6286 | 10702.6401
6 | 172 | 11 | 10654.1806 | 4060.2392 | 1463.7567 | 16178.1765 | 741.5987 | 2.802 | 523.7568 | 1268.1575 | 2141.4898 | 974.037 | 1114.9436 | 4230.4704 | 10679.5486
6 | 172 | 12 | 10646.9196 | 4112.193 | 1457.045 | 16216.1576 | 775.193 | 2.133 | 574.1134 | 1351.4394 | 2172.1024 | 965.6881 | 1202.7944 | 4340.5849 | 10524.1333
6 | 172 | 13 | 10739.4574 | 4180.7845 | 1453.7656 | 16374.0076 | 901.2055 | 4.0977 | 583.037 | 1488.3401 | 2252.8084 | 957.3392 | 1381.0082 | 4591.1558 | 10294.5116
6 | 172 | 14 | 10944.1709 | 4288.7244 | 1468.1381 | 16701.0335 | 1149.4003 | 15.9142 | 613.0395 | 1778.3539 | 2661.904 | 957.3392 | 1894.3398 | 5513.583 | 9409.0966
6 | 172 | 15 | 11189.3135 | 4372.6103 | 1491.4387 | 17053.3626 | 1396.7815 | 92.0967 | 665.9013 | 2154.7794 | 2261.1573 | 919.7692 | 1960.9643 | 5141.8908 | 9756.6924
6 | 172 | 16 | 11243.5217 | 4377.3637 | 1492.6887 | 17113.5741 | 1799.2334 | 269.9805 | 764.9989 | 2834.2127 | 2155.4047 | 946.2074 | 1948.3992 | 5050.0112 | 9229.3502
6 | 172 | 17 | 11028.7903 | 4244.4185 | 1459.7717 | 16732.9805 | 2138.445 | 238.4313 | 693.011 | 3069.8872 | 1593.2462 | 647.0389 | 1882.2748 | 4122.5599 | 9540.5333
6 | 172 | 18 | 10735.8605 | 4084.0402 | 1446.598 | 16266.4988 | 2165.5966 | 250.6829 | 864.081 | 3280.3605 | 1237.027 | 274.1218 | 1588.9268 | 3100.0756 | 9886.0627
6 | 172 | 19 | 10317.0172 | 3918.4436 | 1412.0407 | 15647.5016 | 3947.3832 | 645.2572 | 1542.7903 | 6135.4307 | 1114.5766 | 365.9596 | 879.4145 | 2359.9507 | 7152.1202
6 | 172 | 20 | 9430.2327 | 3579.0049 | 1338.023 | 14347.2606 | 6022.4953 | 1572.9639 | 2860.805 | 10456.2642 | 93.2293 | 30.6126 | 47.2479 | 171.0897 | 3719.9067
6 | 172 | 21 | 8553.8211 | 3225.0514 | 1267.7741 | 13046.6466 | 5912.3242 | 921.2497 | 3041.3308 | 9874.9048 | 0 | 0 | 0 | 0 | 3171.7419
6 | 172 | 22 | 7932.6429 | 2961.4497 | 1218.6315 | 12112.7241 | 5843.8494 | 1343.6574 | 2569.5357 | 9757.0425 | 0 | 0 | 0 | 0 | 2355.6816
6 | 172 | 23 | 7546.2924 | 2806.0937 | 1194.7754 | 11547.1615 | 5926.4992 | 983.5761 | 2414.6373 | 9324.7126 | 0 | 0 | 0 | 0 | 2222.4489
6 | 172 | 24 | 7322.5053 | 2708.2633 | 1177.462 | 11208.2306 | 5297.4724 | 1376.2016 | 1867.2966 | 8540.9706 | 0 | 0 | 0 | 0 | 2667.26
6 | 173 | 1 | 7233.6397 | 2655.1396 | 1169.5476 | 11058.3269 | 5725.589 | 1833.3638 | 1476.5172 | 9035.4699 | 0 | 0 | 0 | 0 | 2022.857
6 | 173 | 2 | 7348.6956 | 2672.9321 | 1175.507 | 11197.1347 | 5879.5443 | 2137.464 | 1338.7187 | 9355.727 | 0 | 0 | 0 | 0 | 1841.4077
6 | 173 | 3 | 7689.4722 | 2771.8536 | 1216.2332 | 11677.559 | 5527.5838 | 2785.6635 | 1167.403 | 9480.6503 | 0 | 0 | 0 | 0 | 2196.9087
6 | 173 | 4 | 8495.0649 | 3039.7367 | 1293.3491 | 12828.1506 | 5182.8124 | 3050.2866 | 946.8941 | 9179.9931 | 0 | 0 | 0 | 0 | 3648.1575
6 | 173 | 5 | 9201.2541 | 3326.8819 | 1367.6469 | 13895.783 | 5087.2376 | 3087.3518 | 765.2745 | 8939.8639 | 0 | 0 | 0 | 0 | 4955.9191
6 | 173 | 6 | 9618.6932 | 3510.1543 | 1417.4182 | 14546.2657 | 4641.1822 | 2863.2561 | 530.7217 | 8035.16 | 691.5662 | 154.4544 | 667.8096 | 1513.8303 | 4997.2754
6 | 173 | 7 | 9828.7903 | 3600.8671 | 1439.7893 | 14869.4466 | 2882.8606 | 1563.1349 | 180.4464 | 4626.4419 | 2074.6988 | 599.7285 | 1536.6131 | 4211.0403 | 6031.9644
6 | 173 | 8 | 9960.6296 | 3679.95 | 1450.9795 | 15091.5591 | 1101.6928 | 582.743 | 14.5383 | 1698.9741 | 2789.9201 | 878.0247 | 1879.5753 | 5547.5201 | 7845.0649
6 | 173 | 9 | 10079.342 | 3737.5689 | 1445.2154 | 15262.1263 | 554.3142 | 256.4506 | 4.8091 | 815.5739 | 2993.5177 | 864.1099 | 1990.9767 | 5848.6043 | 8597.9481
6 | 173 | 10 | 10167.1582 | 3780.948 | 1442.9153 | 15391.0216 | 334.7294 | 119.9598 | 31.49 | 486.1792 | 2957.3392 | 772.2722 | 1993.718 | 5723.3294 | 9181.5129
6 | 173 | 11 | 10361.7928 | 3875.6563 | 1450.3642 | 15687.8133 | 124.0923 | 114.8648 | 45.6346 | 284.5916 | 2808.9258 | 743.051 | 1977.2702 | 5529.2471 | 9873.9746
6 | 173 | 12 | 10511.7589 | 3964.3575 | 1452.355 | 15928.4714 | 99.4303 | 54.5151 | 90.1461 | 244.0915 | 2668.8613 | 837.6718 | 1961.2768 | 5467.8099 | 10216.57
6 | 173 | 13 | 10783.1297 | 4068.9213 | 1456.4725 | 16308.5235 | 126.421 | 26.9479 | 185.6777 | 339.0466 | 2718.9546 | 783.4041 | 1952.9904 | 5455.3491 | 10514.1279
6 | 173 | 14 | 11118.6289 | 4186.1193 | 1474.4651 | 16779.2134 | 200.3463 | 100.1275 | 244.0229 | 544.4967 | 2468.488 | 730.5277 | 1957.019 | 5156.0347 | 11078.6821
6 | 173 | 15 | 11420.3669 | 4280.8197 | 1495.8033 | 17196.99 | 221.5268 | 311.1719 | 418.2249 | 950.9237 | 2234.7192 | 713.83 | 1835.7934 | 4784.3425 | 11461.7237
6 | 173 | 16 | 11495.2748 | 4258.4838 | 1506.0051 | 17259.7637 | 314.234 | 563.9831 | 563.2846 | 1441.5017 | 2031.5628 | 343.6959 | 1771.827 | 4147.0857 | 11671.1762
6 | 173 | 17 | 11277.3642 | 4115.0694 | 1488.1737 | 16880.6074 | 551.9025 | 1068.6818 | 659.6662 | 2280.2506 | 1516.7147 | 492.5844 | 1793.3868 | 3802.6859 | 10797.6709
6 | 173 | 18 | 11037.3501 | 4039.8514 | 1474.6284 | 16551.8298 | 1076.3586 | 1303.9056 | 734.4751 | 3114.7392 | 770.8807 | 443.8826 | 1287.2046 | 2501.9679 | 10935.1228
6 | 173 | 19 | 10629.9694 | 3906.4355 | 1437.6352 | 15974.0401 | 3484.7167 | 1517.9891 | 1387.5412 | 6390.2469 | 594.1626 | 126.6248 | 572.0638 | 1292.8511 | 8290.942
6 | 173 | 20 | 9753.8915 | 3607.492 | 1356.0039 | 14717.3875 | 6272.0867 | 1977.8214 | 2265.2219 | 10515.1299 | 36.1785 | 2.783 | 6.9574 | 45.9189 | 4156.3387
6 | 173 | 21 | 8881.4966 | 3281.9425 | 1285.6551 | 13449.0943 | 6191.9588 | 2300.3554 | 2639.1744 | 11131.4885 | 0 | 0 | 0 | 0 | 2317.6058
6 | 173 | 22 | 8229.2562 | 3042.9509 | 1235.5273 | 12507.7344 | 6585.9752 | 1989.0163 | 3224.6237 | 11799.6152 | 0 | 0 | 0 | 0 | 708.1192
6 | 173 | 23 | 7848.1504 | 2886.7874 | 1207.0529 | 11941.9907 | 6396.2087 | 1848.2856 | 3104.077 | 11348.5714 | 0 | 0 | 0 | 0 | 593.4194
6 | 173 | 24 | 7617.0603 | 2785.7698 | 1191.105 | 11593.9351 | 6431.707 | 1565.8259 | 2825.8501 | 10823.383 | 0 | 0 | 0 | 0 | 770.5521
6 | 174 | 1 | 7527.5539 | 2744.202 | 1178.6087 | 11450.3646 | 6310.3004 | 1462.3143 | 3005.4529 | 10778.0676 | 0 | 0 | 0 | 0 | 672.297
6 | 174 | 2 | 7648.5322 | 2759.4109 | 1189.1039 | 11597.047 | 5726.8641 | 1590.8 | 3157.9278 | 10475.5919 | 0 | 0 | 0 | 0 | 1121.4551
6 | 174 | 3 | 8047.5497 | 2882.1104 | 1222.7043 | 12152.3644 | 5104.1837 | 1622.7091 | 3131.7667 | 9858.6595 | 0 | 0 | 0 | 0 | 2293.7049
6 | 174 | 4 | 8818.5 | 3155.9109 | 1297.5069 | 13271.9178 | 4223.6143 | 2111.9107 | 3107.8765 | 9443.4015 | 0 | 0 | 0 | 0 | 3828.5164
6 | 174 | 5 | 9624.407 | 3470.0904 | 1372.2774 | 14466.7748 | 3603.0199 | 1790.9595 | 2934.9997 | 8328.9791 | 0 | 0 | 0 | 0 | 6137.7957
6 | 174 | 6 | 10142.6229 | 3679.2433 | 1427.3776 | 15249.2438 | 3393.1818 | 1740.597 | 2769.9627 | 7903.7414 | 12.5233 | 1.3915 | 179.7629 | 193.6777 | 7151.8247
6 | 174 | 7 | 10432.4925 | 3781.8317 | 1449.2169 | 15663.5411 | 3458.7224 | 1752.4888 | 2062.3089 | 7273.5201 | 221.2455 | 22.2637 | 236.522 | 480.0312 | 7909.9898
6 | 174 | 8 | 10603.2385 | 3887.2927 | 1467.4997 | 15958.0309 | 3080.1625 | 1577.8768 | 1009.3294 | 5667.3687 | 214.2881 | 54.2678 | 727.4214 | 995.9773 | 9294.6849
6 | 174 | 9 | 10752.9317 | 3976.2562 | 1470.8518 | 16200.0396 | 3324.0003 | 1615.4959 | 656.4259 | 5595.9222 | 442.4911 | 94.6207 | 906.2095 | 1443.3214 | 9160.7961
6 | 174 | 10 | 10865.9907 | 4045.3942 | 1482.247 | 16393.632 | 3025.5642 | 1415.0615 | 357.1593 | 4797.7851 | 431.3592 | 121.0589 | 742.1533 | 1294.5714 | 10301.2755
6 | 174 | 11 | 11125.1317 | 4106.1901 | 1488.8773 | 16720.1991 | 3479.8596 | 1598.4519 | 452.0005 | 5530.312 | 832.1059 | 101.5781 | 815.2487 | 1748.9327 | 9440.9543
6 | 174 | 12 | 11296.4557 | 4114.2215 | 1496.2504 | 16906.9276 | 3627.0281 | 1318.3025 | 723.7112 | 5669.0418 | 581.6392 | 115.493 | 512.7763 | 1209.9085 | 10027.9773
6 | 174 | 13 | 11361.3028 | 4081.6309 | 1488.1879 | 16931.1216 | 3803.0002 | 885.7946 | 819.6419 | 5508.4368 | 503.7163 | 130.7992 | 577.8172 | 1212.3327 | 10210.3521
6 | 174 | 14 | 11369.9237 | 4056.7416 | 1496.573 | 16923.2383 | 3451.5543 | 749.2956 | 1006.925 | 5207.7749 | 377.0915 | 173.9352 | 460.7081 | 1011.7347 | 10703.7287
6 | 174 | 15 | 11413.1726 | 4071.5388 | 1513.6577 | 16998.369 | 2888.4493 | 443.5766 | 884.9079 | 4216.9338 | 325.6067 | 116.8844 | 567.4101 | 1009.9012 | 11771.534
6 | 174 | 16 | 11361.9927 | 4055.4328 | 1526.5864 | 16944.0118 | 3372.591 | 449.5254 | 1234.9525 | 5057.0689 | 218.4626 | 47.3104 | 198.2897 | 464.0627 | 11422.8803
6 | 174 | 17 | 11208.6455 | 4018.9959 | 1514.289 | 16741.9304 | 2669.4554 | 485.8723 | 1201.2177 | 4356.5454 | 180.8926 | 93.2293 | 234.2391 | 508.3609 | 11877.0241
6 | 174 | 18 | 11085.2172 | 3975.4331 | 1499.321 | 16559.9713 | 2540.599 | 416.2303 | 1214.2873 | 4171.1166 | 148.8885 | 50.0933 | 92.75 | 291.7319 | 12097.1228
6 | 174 | 19 | 10654.4208 | 3835.5533 | 1451.1229 | 15941.0969 | 2381.5819 | 449.9332 | 1694.1384 | 4525.6535 | 96.0122 | 9.7404 | 62.5958 | 168.3484 | 11247.095
6 | 174 | 20 | 9830.618 | 3572.3641 | 1380.1251 | 14783.1072 | 2032.212 | 413.8761 | 1915.1078 | 4361.1959 | 0 | 25.0467 | 2.783 | 27.8296 | 10394.0816
6 | 174 | 21 | 9049.8952 | 3295.8206 | 1306.1765 | 13651.8923 | 1763.0743 | 600.0424 | 1822.9612 | 4186.0779 | 0 | 0 | 0 | 0 | 9465.8144
6 | 174 | 22 | 8447.133 | 3089.0944 | 1255.0863 | 12791.3138 | 1739.1767 | 546.3616 | 1689.4033 | 3974.9416 | 0 | 0 | 0 | 0 | 8816.3722
6 | 174 | 23 | 8098.9181 | 2965.4827 | 1223.857 | 12288.2578 | 1678.2088 | 414.8529 | 1219.373 | 3312.4347 | 0 | 0 | 0 | 0 | 8975.8231
6 | 174 | 24 | 7914.3758 | 2900.7596 | 1204.574 | 12019.7094 | 1876.9285 | 239.0914 | 581.4118 | 2697.4317 | 0 | 0 | 0 | 0 | 9322.2777
6 | 175 | 1 | 7848.0238 | 2879.6672 | 1195.9261 | 11923.6171 | 1928.901 | 178.3734 | 481.2257 | 2588.5001 | 0 | 0 | 0 | 0 | 9335.117
6 | 175 | 2 | 8005.2368 | 2915.0827 | 1208.7712 | 12129.0907 | 2253.4979 | 65.515 | 347.5373 | 2666.5502 | 0 | 0 | 0 | 0 | 9462.5405
6 | 175 | 3 | 8498.6389 | 3086.0993 | 1244.5129 | 12829.2511 | 2028.0581 | 58.6504 | 560.4515 | 2647.16 | 0 | 0 | 0 | 0 | 10182.0911
6 | 175 | 4 | 9429.5527 | 3394.4933 | 1318.2572 | 14142.3033 | 2056.8968 | 104.8263 | 518.8505 | 2680.5737 | 0 | 0 | 0 | 0 | 11461.7296
6 | 175 | 5 | 10393.7921 | 3724.7158 | 1399.482 | 15517.9899 | 2232.5437 | 195.8211 | 790.4322 | 3218.797 | 0 | 0 | 0 | 0 | 12299.193
6 | 175 | 6 | 11057.4795 | 3946.7986 | 1456.5489 | 16460.827 | 2555.2279 | 340.0558 | 798.151 | 3693.4347 | 616.4263 | 155.8459 | 532.7154 | 1304.9876 | 11462.4047
6 | 175 | 7 | 11450.0661 | 4085.2944 | 1486.522 | 17021.8825 | 1771.1199 | 315.061 | 652.0159 | 2738.1968 | 1817.2747 | 378.483 | 1369.5566 | 3565.3142 | 10718.3714
6 | 175 | 8 | 11632.2283 | 4193.6393 | 1496.5171 | 17322.3848 | 1149.5226 | 312.7163 | 475.2457 | 1937.4846 | 1124.317 | 66.7911 | 1269.4251 | 2460.5332 | 12924.3669
6 | 175 | 9 | 11720.7726 | 4239.8876 | 1493.2768 | 17453.9369 | 781.0092 | 246.681 | 197.0074 | 1224.6977 | 1376.1751 | 192.0244 | 1202.6222 | 2770.8218 | 13458.4175
6 | 175 | 10 | 11726.588 | 4328.5023 | 1481.6621 | 17536.7524 | 749.7144 | 206.6658 | 126.9401 | 1083.3204 | 1415.1366 | 250.4667 | 890.1921 | 2555.7954 | 13897.6366
6 | 175 | 11 | 11752.6462 | 4457.2751 | 1479.0296 | 17688.9508 | 587.6851 | 279.9812 | 89.208 | 956.8743 | 1526.4551 | 441.0996 | 818.173 | 2785.7277 | 13946.3488
6 | 175 | 12 | 11708.6969 | 4619.2535 | 1474.1418 | 17802.0923 | 671.294 | 372.546 | 72.7192 | 1116.5592 | 1114.5766 | 368.7425 | 925.0906 | 2408.4097 | 14277.1233
6 | 175 | 13 | 11737.0613 | 4749.37 | 1475.7558 | 17962.1872 | 665.3436 | 568.5933 | 65.5445 | 1299.4815 | 1601.5951 | 562.1585 | 960.2527 | 3124.0062 | 13538.6995
6 | 175 | 14 | 11874.3862 | 4739.3207 | 1488.7112 | 18102.4182 | 979.8274 | 834.8201 | 94.9555 | 1909.603 | 1397.0473 | 578.8563 | 835.716 | 2811.6195 | 13381.1956
6 | 175 | 15 | 12031.8803 | 4698.6397 | 1512.4525 | 18242.9725 | 1301.2557 | 1170.3259 | 93.5545 | 2565.1361 | 1217.5462 | 667.9111 | 508.7731 | 2394.2304 | 13283.606
6 | 175 | 16 | 12059.8482 | 4669.2331 | 1525.266 | 18254.3473 | 1895.1809 | 1712.6825 | 105.9098 | 3713.7732 | 890.5481 | 560.767 | 540.1729 | 1991.488 | 12549.086
6 | 175 | 17 | 11937.6563 | 4605.7153 | 1503.2551 | 18046.6268 | 2733.8579 | 1918.8073 | 371.7773 | 5024.4426 | 848.8036 | 282.4707 | 254.2362 | 1385.5105 | 11636.6737
6 | 175 | 18 | 11786.2835 | 4519.9153 | 1483.5639 | 17789.7627 | 2614.8005 | 2458.901 | 533.7062 | 5607.4076 | 205.9392 | 151.6715 | 78.3352 | 435.9459 | 11746.4092
6 | 175 | 19 | 11457.3728 | 4399.027 | 1441.1 | 17297.4998 | 2655.3481 | 2320.2303 | 1235.4093 | 6210.9877 | 176.7181 | 0 | 15.2646 | 191.9828 | 10894.5293
6 | 175 | 20 | 10650.091 | 4084.123 | 1374.8233 | 16109.0373 | 3526.3405 | 1670.4301 | 1489.252 | 6686.0225 | 5.5659 | 0 | 0 | 5.5659 | 9417.4489
6 | 175 | 21 | 9792.5832 | 3715.7794 | 1307.8488 | 14816.2114 | 3738.5754 | 689.689 | 1733.603 | 6161.8674 | 0 | 0 | 0 | 0 | 8654.3441
6 | 175 | 22 | 9116.1787 | 3428.004 | 1256.9518 | 13801.1345 | 3948.5884 | 1026.5441 | 2756.5952 | 7731.7277 | 0 | 0 | 0 | 0 | 6069.4068
6 | 175 | 23 | 8674.7766 | 3231.8708 | 1231.3469 | 13137.9942 | 4364.4255 | 1062.1142 | 2501.9352 | 7928.4749 | 0 | 0 | 0 | 0 | 5209.5193
6 | 175 | 24 | 8387.8717 | 3098.2258 | 1212.2768 | 12698.3742 | 5066.7383 | 1036.8448 | 2456.1907 | 8559.7738 | 0 | 0 | 0 | 0 | 4138.6005
6 | 176 | 1 | 8236.903 | 3012.3063 | 1201.2378 | 12450.4471 | 7011.1743 | 1525.6762 | 2955.3246 | 11492.1751 | 0 | 0 | 0 | 0 | 958.272
6 | 176 | 2 | 8305.2833 | 2998.5526 | 1217.2165 | 12521.0524 | 8994.864 | 2964.182 | 2924.6315 | 14883.6775 | 0 | 0 | 0 | 0 | -2362.6251
6 | 176 | 3 | 8664.5259 | 3102.8688 | 1256.2467 | 13023.6415 | 9440.6092 | 2837.6547 | 2881.8711 | 15160.1349 | 0 | 0 | 0 | 0 | -2136.4935
6 | 176 | 4 | 9587.8349 | 3403.0452 | 1335.1318 | 14326.0119 | 9975.8603 | 2947.6233 | 3138.6207 | 16062.1043 | 0 | 0 | 0 | 0 | -1736.0924
6 | 176 | 5 | 10621.8321 | 3795.7243 | 1426.0468 | 15843.6032 | 10146.8563 | 2856.9028 | 2838.003 | 15841.762 | 0 | 0 | 0 | 0 | 1.8412
6 | 176 | 6 | 11378.3379 | 4110.0397 | 1496.3071 | 16984.6847 | 10450.1215 | 2731.6547 | 2718.6601 | 15900.4363 | 513.4566 | 133.5822 | 241.7799 | 888.8187 | 195.4297
6 | 176 | 7 | 11897.1794 | 4356.2076 | 1537.3515 | 17790.7386 | 9910.0196 | 2636.3439 | 2722.3644 | 15268.7279 | 1387.307 | 621.9922 | 111.7307 | 2121.0298 | 400.9808
6 | 176 | 8 | 12313.1307 | 4580.9891 | 1553.4335 | 18447.5532 | 9214.9908 | 2234.9408 | 2573.422 | 14023.3535 | 1749.0922 | 896.114 | 169.6104 | 2814.8165 | 1609.3832
6 | 176 | 9 | 12676.8964 | 4760.2304 | 1562.116 | 18999.2428 | 9315.5882 | 2436.2921 | 2797.9314 | 14549.8117 | 1513.9318 | 846.0207 | 266.7178 | 2626.6703 | 1822.7608
6 | 176 | 10 | 12991.7062 | 4900.3005 | 1564.9419 | 19456.9485 | 9351.913 | 2822.5795 | 2397.2969 | 14571.7893 | 1623.8588 | 537.1118 | 338.6373 | 2499.6079 | 2385.5513
6 | 176 | 11 | 13380.9266 | 5065.1534 | 1577.3814 | 20023.4614 | 10001.7185 | 2948.6059 | 1908.2293 | 14858.5537 | 2749.5672 | 857.1525 | 973.0233 | 4579.743 | 585.1647
6 | 176 | 12 | 13615.5391 | 5200.6213 | 1580.6286 | 20396.789 | 10364.6077 | 3247.6706 | 1405.253 | 15017.5313 | 2440.1832 | 908.6373 | 1464.6488 | 4813.4694 | 565.7883
6 | 176 | 13 | 13831.6551 | 5272.2068 | 1582.0467 | 20685.9086 | 9938.6204 | 3259.7117 | 1154.7424 | 14353.0746 | 2333.5143 | 964.2966 | 1448.2876 | 4746.0985 | 1586.7355
6 | 176 | 14 | 14089.6251 | 5400.3541 | 1582.1689 | 21072.1481 | 9427.0856 | 2799.029 | 984.9441 | 13211.0587 | 2833.0561 | 827.9315 | 1848.7751 | 5509.7627 | 2351.3268
6 | 176 | 15 | 14310.4804 | 5479.0379 | 1585.5356 | 21375.0538 | 9032.2025 | 2974.7011 | 1926.1589 | 13933.0626 | 2529.7132 | 727.7448 | 1207.6238 | 4465.0818 | 2976.9095
6 | 176 | 16 | 14251.5753 | 5450.2786 | 1587.3586 | 21289.2125 | 9502.5905 | 2020.0943 | 881.6117 | 12404.2965 | 2269.031 | 975.4284 | 1240.0835 | 4484.543 | 4400.3731
6 | 176 | 17 | 13853.1154 | 5241.5887 | 1564.1075 | 20658.8116 | 9755.465 | 1848.7014 | 1424.4476 | 13028.6139 | 2422.5691 | 957.3392 | 564.041 | 3943.9493 | 3686.2484
6 | 176 | 18 | 13333.4742 | 5028.49 | 1539.3868 | 19901.3511 | 9470.3968 | 2525.1376 | 1492.8918 | 13488.4262 | 2447.6158 | 783.4041 | 656.2611 | 3887.2809 | 2525.644
6 | 176 | 19 | 12782.5074 | 4807.0453 | 1505.0787 | 19094.6313 | 9851.2702 | 2510.0544 | 990.1115 | 13351.436 | 1199.457 | 513.4566 | 458.8048 | 2171.7184 | 3571.4769
6 | 176 | 20 | 11821.0939 | 4438.7211 | 1431.1206 | 17690.9356 | 10419.8511 | 3356.0627 | 2305.5338 | 16081.4476 | 134.9737 | 68.1826 | 70.778 | 273.9343 | 1335.5537
6 | 176 | 21 | 10799.2933 | 4049.7314 | 1365.4972 | 16214.5219 | 9963.9118 | 2981.271 | 2515.6872 | 15460.8701 | 0 | 0 | 0 | 0 | 753.6518
6 | 176 | 22 | 9955.1596 | 3708.1973 | 1303.227 | 14966.5839 | 9263.7305 | 3206.8372 | 2090.9574 | 14561.5251 | 0 | 0 | 0 | 0 | 405.0588
6 | 176 | 23 | 9380.4416 | 3454.2783 | 1269.3455 | 14104.0654 | 7664.9665 | 2581.7175 | 2109.5386 | 12356.2227 | 0 | 0 | 0 | 0 | 1747.8428
6 | 176 | 24 | 8988.1745 | 3279.3575 | 1251.4598 | 13518.9918 | 6392.1441 | 1920.8549 | 1821.171 | 10134.1699 | 0 | 0 | 0 | 0 | 3384.8219
6 | 177 | 1 | 8726.2734 | 3167.6625 | 1248.1383 | 13142.0742 | 4877.1152 | 1053.1362 | 1936.2399 | 7866.4913 | 0 | 0 | 0 | 0 | 5275.5829
6 | 177 | 2 | 8608.4591 | 3098.2828 | 1245.9088 | 12952.6507 | 3719.9268 | 474.8355 | 1682.5091 | 5877.2713 | 0 | 0 | 0 | 0 | 7075.3794
6 | 177 | 3 | 8602.3247 | 3073.9257 | 1253.3303 | 12929.5807 | 3032.3755 | 300.1513 | 1539.5494 | 4872.0762 | 0 | 0 | 0 | 0 | 8057.5045
6 | 177 | 4 | 8937.7884 | 3177.9547 | 1295.6187 | 13411.3618 | 2596.3602 | 207.1716 | 1893.4358 | 4696.9675 | 0 | 0 | 0 | 0 | 8714.3943
6 | 177 | 5 | 9645.3022 | 3436.9361 | 1354.4192 | 14436.6575 | 2717.2569 | 210.5939 | 2095.4751 | 5023.3259 | 0 | 0 | 0 | 0 | 9413.3317
6 | 177 | 6 | 10531.8487 | 3796.6078 | 1432.1754 | 15760.6319 | 3040.7954 | 290.4678 | 2052.7906 | 5384.0538 | 748.617 | 180.8926 | 645.7751 | 1575.2847 | 8801.2934
6 | 177 | 7 | 11353.2331 | 4150.4236 | 1493.6657 | 16997.3223 | 2167.2026 | 262.1589 | 856.5359 | 3285.8974 | 2038.5203 | 621.9922 | 1509.0127 | 4169.5252 | 9541.8997
6 | 177 | 8 | 12048.9424 | 4468.6703 | 1532.7107 | 18050.3234 | 525.9695 | 52.9563 | 264.9767 | 843.9025 | 2778.7883 | 914.2033 | 1861.5902 | 5554.5818 | 11651.8392
6 | 177 | 9 | 12544.8915 | 4717.5814 | 1549.5315 | 18812.0045 | 182.0279 | 4.1082 | 411.4076 | 597.5438 | 2994.9092 | 997.6922 | 1986.8648 | 5979.4661 | 12234.9945
6 | 177 | 10 | 12892.739 | 4913.6394 | 1559.1039 | 19365.4823 | 187.2573 | 0 | 878.7231 | 1065.9804 | 3000 | 1000 | 1988.2354 | 5988.2354 | 12311.2664
6 | 177 | 11 | 13175.756 | 5078.4764 | 1558.6749 | 19812.9072 | 158.24 | 0 | 776.4099 | 934.65 | 3000 | 1000 | 1975.8996 | 5975.8996 | 12902.3577
6 | 177 | 12 | 13427.1698 | 5191.5217 | 1559.3349 | 20178.0264 | 82.7526 | 0 | 766.4634 | 849.216 | 2972.2042 | 997.6922 | 1943.25 | 5913.1464 | 13415.6639
6 | 177 | 13 | 13630.0785 | 5307.1255 | 1560.5915 | 20497.7955 | 103.5152 | 0.13131 | 653.115 | 756.7616 | 2962.4639 | 992.1262 | 1932.2223 | 5886.8125 | 13854.2214
6 | 177 | 14 | 13883.1916 | 5446.6746 | 1571.0636 | 20900.9298 | 167.8862 | 8.1585 | 649.7957 | 825.8404 | 2978.6865 | 996.3007 | 1954.3402 | 5929.3274 | 14145.762
6 | 177 | 15 | 14122.2631 | 5476.6888 | 1585.3707 | 21184.3226 | 620.9147 | 165.9525 | 654.1786 | 1441.0457 | 2997.6922 | 1000 | 1963.9139 | 5961.6061 | 13781.6708
6 | 177 | 16 | 14137.609 | 5418.5328 | 1579.7892 | 21135.931 | 1138.0468 | 223.7824 | 937.2716 | 2299.1009 | 2994.9092 | 940.6414 | 1973.1583 | 5908.7089 | 12928.1213
6 | 177 | 17 | 13851.1202 | 5222.9659 | 1553.2275 | 20627.3136 | 1277.1671 | 491.0975 | 1040.0105 | 2808.2751 | 2883.1495 | 883.5907 | 1901.9224 | 5668.6625 | 12150.376
6 | 177 | 18 | 13497.0762 | 5037.8788 | 1533.7905 | 20068.7455 | 1600.1752 | 727.4534 | 1133.1965 | 3460.8251 | 2419.7862 | 752.7914 | 1690.6092 | 4863.1868 | 11744.7337
6 | 177 | 19 | 13117.1258 | 4874.6345 | 1506.8228 | 19498.5831 | 2810.672 | 1231.8135 | 1688.7992 | 5731.2846 | 1427.6599 | 391.0063 | 825.8179 | 2644.4841 | 11122.8143
6 | 177 | 20 | 12274.2839 | 4533.0473 | 1436.4904 | 18243.8216 | 5216.8897 | 2283.9383 | 2572.8831 | 10073.7111 | 114.1015 | 61.2252 | 63.8623 | 239.1889 | 7930.9216
6 | 177 | 21 | 11319.7102 | 4156.1739 | 1369.0449 | 16844.9291 | 6621.6575 | 2541.718 | 3191.0776 | 12354.4532 | 0 | 0 | 0 | 0 | 4490.4759
6 | 177 | 22 | 10504.7983 | 3847.4436 | 1322.0148 | 15674.2566 | 6880.7206 | 2890.0761 | 3067.9158 | 12838.7125 | 0 | 0 | 0 | 0 | 2835.5442
6 | 177 | 23 | 9893.7643 | 3595.8431 | 1295.8466 | 14785.454 | 8459.4366 | 2956.4926 | 2486.1046 | 13902.0338 | 0 | 0 | 0 | 0 | 883.4202
6 | 177 | 24 | 9485.1244 | 3426.6742 | 1280.1045 | 14191.903 | 8552.6485 | 2850.7808 | 2400.8796 | 13804.3089 | 0 | 0 | 0 | 0 | 387.5942
6 | 178 | 1 | 9230.9485 | 3307.0178 | 1266.1343 | 13804.1007 | 8449.159 | 2721.237 | 2317.4954 | 13487.8913 | 0 | 0 | 0 | 0 | 316.2094
6 | 178 | 2 | 9085.9262 | 3224.7841 | 1262.4721 | 13573.1825 | 8618.6255 | 2581.6951 | 2376.6516 | 13576.9722 | 0 | 0 | 0 | 0 | -3.7897
6 | 178 | 3 | 9019.962 | 3181.6597 | 1268.5235 | 13470.1452 | 8489.3386 | 2389.3446 | 2486.3269 | 13365.0101 | 0 | 0 | 0 | 0 | 105.1351
6 | 178 | 4 | 9277.619 | 3226.8917 | 1298.2007 | 13802.7114 | 8237.5816 | 2347.2983 | 2482.509 | 13067.389 | 0 | 0 | 0 | 0 | 735.3224
6 | 178 | 5 | 9908.164 | 3424.199 | 1370.5089 | 14702.8719 | 7757.2538 | 2124.5172 | 2571.8413 | 12453.6123 | 0 | 0 | 0 | 0 | 2249.2596
6 | 178 | 6 | 10739.4957 | 3765.8024 | 1464.97 | 15970.2681 | 7365.4776 | 1895.4124 | 2736.5024 | 11997.3924 | 132.1907 | 20.8722 | 319.3649 | 472.4279 | 3500.4478
6 | 178 | 7 | 11665.3894 | 4143.4888 | 1530.3556 | 17339.2338 | 6373.6738 | 1610.2519 | 2352.6825 | 10336.6082 | 623.3837 | 122.4504 | 980.6339 | 1726.4679 | 5276.1576
6 | 178 | 8 | 12581.3065 | 4509.3255 | 1568.7743 | 18659.4063 | 4514.7048 | 862.4391 | 1287.132 | 6664.2759 | 1447.1407 | 279.6878 | 1523.6105 | 3250.439 | 8744.6915
6 | 178 | 9 | 13402.185 | 4885.9341 | 1590.8412 | 19878.9603 | 2945.5658 | 674.4975 | 776.6384 | 4396.7017 | 1657.2543 | 489.8014 | 1618.1688 | 3765.2246 | 11717.034
6 | 178 | 10 | 14024.6368 | 5232.5599 | 1599.8362 | 20857.033 | 2288.6572 | 760.8207 | 740.3608 | 3789.8388 | 1853.4532 | 786.187 | 1550.257 | 4189.8972 | 12877.297
6 | 178 | 11 | 14478.0356 | 5517.4213 | 1598.8475 | 21594.3044 | 1954.2205 | 1021.7587 | 718.1678 | 3694.147 | 2021.8225 | 801.4932 | 1568.263 | 4391.5787 | 13508.5787
6 | 178 | 12 | 14777.5408 | 5692.9256 | 1601.4972 | 22071.9636 | 2900.9996 | 1459.645 | 822.7341 | 5183.3787 | 2255.5914 | 720.7874 | 1561.4515 | 4537.8303 | 12350.7546
6 | 178 | 13 | 14961.8642 | 5829.4446 | 1608.5221 | 22399.831 | 4433.7741 | 1857.593 | 1119.9844 | 7411.3515 | 1996.7758 | 726.3533 | 1361.8907 | 4085.0198 | 10903.4597
6 | 178 | 14 | 15222.0164 | 5971.3013 | 1626.2453 | 22819.563 | 6099.4571 | 2180.6068 | 1175.8797 | 9455.9436 | 1907.721 | 371.5255 | 1227.871 | 3507.1175 | 9856.5019
6 | 178 | 15 | 15388.7812 | 6076.7575 | 1645.8163 | 23111.355 | 6720.1971 | 2502.5726 | 1374.3855 | 10597.1552 | 1117.3596 | 229.5944 | 1246.8933 | 2593.8473 | 9920.3524
6 | 178 | 16 | 15249.6601 | 6061.6947 | 1645.1101 | 22956.4649 | 7562.8528 | 2951.9985 | 1273.8611 | 11788.7124 | 872.4588 | 129.4078 | 958.7615 | 1960.6281 | 9207.1243
6 | 178 | 17 | 14866.45 | 5908.1455 | 1620.1427 | 22394.7382 | 8748.086 | 3131.3531 | 1077.031 | 12956.4701 | 460.5803 | 119.6674 | 454.8088 | 1035.0565 | 8403.2116
6 | 178 | 18 | 14465.8821 | 5744.9406 | 1608.6401 | 21819.4628 | 8960.31 | 3094.6244 | 2261.9027 | 14316.8371 | 510.6737 | 101.5781 | 334.009 | 946.2608 | 6556.3649
6 | 178 | 19 | 13969.7196 | 5556.9526 | 1563.8601 | 21090.5323 | 9652.8723 | 3200.2814 | 3256.9174 | 16110.071 | 129.4078 | 32.0041 | 155.3413 | 316.7532 | 4663.7081
6 | 178 | 20 | 12946.5245 | 5156.8881 | 1476.9708 | 19580.3835 | 9946.8422 | 3250.5069 | 3461.5332 | 16658.8823 | 0 | 0 | 0 | 0 | 2921.5011
6 | 178 | 21 | 11837.1685 | 4707.023 | 1400.435 | 17944.6266 | 10340.7153 | 3368.6278 | 3436.6181 | 17145.9612 | 0 | 0 | 0 | 0 | 798.6653
6 | 178 | 22 | 10907.4764 | 4348.4383 | 1350.1632 | 16606.0779 | 10336.2925 | 3347.0286 | 3788.1696 | 17471.4906 | 0 | 0 | 0 | 0 | -865.4127
6 | 178 | 23 | 10293.8951 | 4097.5933 | 1312.1266 | 15703.615 | 10271.9281 | 3372.254 | 3984.1946 | 17628.3766 | 0 | 0 | 0 | 0 | -1924.7616
6 | 178 | 24 | 10020.8629 | 3909.4509 | 1291.4788 | 15221.7926 | 10295.2118 | 3372.254 | 3805.0567 | 17472.5225 | 0 | 0 | 0 | 0 | -2250.7299
6 | 179 | 1 | 9805.7484 | 3785.102 | 1278.7548 | 14869.6051 | 10387.397 | 3372.254 | 3525.4592 | 17285.1103 | 0 | 0 | 0 | 0 | -2415.5052
6 | 179 | 2 | 9804.4663 | 3738.7596 | 1293.1604 | 14836.3864 | 10382.9502 | 3372.254 | 3011.8406 | 16767.0447 | 0 | 0 | 0 | 0 | -1930.6583
6 | 179 | 3 | 10083.168 | 3821.0041 | 1328.2943 | 15232.4665 | 10243.2297 | 3372.254 | 2642.2598 | 16257.7434 | 0 | 0 | 0 | 0 | -1025.277
6 | 179 | 4 | 10900.3986 | 4103.6023 | 1393.9933 | 16397.9943 | 10607.236 | 3372.254 | 3286.0748 | 17265.5648 | 0 | 0 | 0 | 0 | -867.5705
6 | 179 | 5 | 11889.4014 | 4501.4001 | 1472.0882 | 17862.8897 | 10664.1039 | 3372.254 | 3737.6009 | 17773.9588 | 0 | 0 | 0 | 0 | 88.9309
6 | 179 | 6 | 12822.675 | 4857.3734 | 1541.6375 | 19221.6859 | 10825.5546 | 3372.254 | 3747.2319 | 17945.0405 | 1.3915 | 0 | 0 | 1.3915 | 1275.2539
6 | 179 | 7 | 13416.0971 | 5183.4178 | 1580.5553 | 20180.0702 | 10858.7763 | 3359.4972 | 4090.9799 | 18309.2533 | 33.3956 | 4.1744 | 135.9231 | 173.4931 | 1697.3237
6 | 179 | 8 | 13892.1183 | 5490.7641 | 1604.3319 | 20987.2143 | 10710.1756 | 3368.1408 | 4144.6041 | 18222.9206 | 80.7059 | 11.1319 | 44.1107 | 135.9485 | 2628.3452
6 | 179 | 9 | 14284.2337 | 5752.4563 | 1608.7857 | 21645.4756 | 9348.8693 | 2866.0029 | 4082.3216 | 16297.1938 | 129.4078 | 79.3144 | 75.9481 | 284.6703 | 5063.6116
6 | 179 | 10 | 14659.9778 | 5921.2352 | 1615.2593 | 22196.4724 | 8394.4918 | 2786.0114 | 4076.8108 | 15257.314 | 171.1522 | 141.9311 | 147.9301 | 461.0134 | 6478.1451
6 | 179 | 11 | 14787.0179 | 6081.7658 | 1623.2313 | 22492.015 | 6894.4732 | 2154.0695 | 3930.3826 | 12978.9253 | 596.9455 | 150.28 | 289.6483 | 1036.8738 | 8476.2159
6 | 179 | 12 | 15150.7927 | 6173.4697 | 1608.4655 | 22932.7279 | 4617.4599 | 1977.5892 | 3836.8681 | 10431.9172 | 552.4181 | 169.7607 | 436.8536 | 1159.0324 | 11341.7782
6 | 179 | 13 | 15489.3546 | 6187.6283 | 1604.5884 | 23281.5713 | 4169.5175 | 1533.4119 | 3785.5365 | 9488.4659 | 524.5885 | 169.7607 | 376.3785 | 1070.7277 | 12722.3776
6 | 179 | 14 | 15711.5429 | 6252.4611 | 1613.1199 | 23577.1239 | 3817.726 | 687.5511 | 3662.9848 | 8168.2619 | 267.1644 | 448.057 | 223.3989 | 938.6203 | 14470.2416
6 | 179 | 15 | 15900.1814 | 6260.2739 | 1630.6467 | 23791.1021 | 3951.3192 | 1083.8426 | 3161.6395 | 8196.8013 | 393.7892 | 864.1099 | 180.5338 | 1438.433 | 14155.8678
6 | 179 | 16 | 15915.1403 | 6180.0554 | 1635.4416 | 23730.6374 | 3770.6522 | 1554.1302 | 2812.1273 | 8136.9097 | 954.5562 | 75.14 | 284.9575 | 1314.6537 | 14279.0739
6 | 179 | 17 | 15610.848 | 6016.0833 | 1607.142 | 23234.0734 | 4793.171 | 1251.9607 | 2365.7027 | 8410.8344 | 609.4689 | 20.8722 | 125.833 | 756.1741 | 14067.0648
6 | 179 | 18 | 15092.3766 | 5791.7893 | 1581.7241 | 22465.8899 | 3736.6395 | 1449.3842 | 2264.5282 | 7450.5519 | 114.1015 | 11.1319 | 28.9711 | 154.2044 | 14861.1337
6 | 179 | 19 | 14483.9517 | 5501.3889 | 1536.2528 | 21521.5934 | 3518.1328 | 341.1707 | 1891.9922 | 5751.2956 | 38.9615 | 0 | 13.8106 | 52.7721 | 15717.5256
6 | 179 | 20 | 13297.4287 | 5024.4464 | 1451.7545 | 19773.6296 | 3270.105 | 338.2546 | 1838.4091 | 5446.7687 | 0 | 0 | 0 | 0 | 14326.861
6 | 179 | 21 | 12092.2389 | 4553.4212 | 1381.4787 | 18027.1388 | 3044.0116 | 397.7344 | 1670.3592 | 5112.1051 | 0 | 0 | 0 | 0 | 12915.0337
6 | 179 | 22 | 11147.3538 | 4183.115 | 1324.6603 | 16655.1291 | 2956.2494 | 523.988 | 1569.8059 | 5050.0433 | 0 | 0 | 0 | 0 | 11605.0858
6 | 179 | 23 | 10522.7416 | 3941.5045 | 1279.8862 | 15744.1323 | 4563.9509 | 699.3962 | 1238.061 | 6501.4081 | 0 | 0 | 0 | 0 | 9242.7242
6 | 179 | 24 | 10146.0847 | 3789.0293 | 1260.2035 | 15195.3175 | 5627.2818 | 1302.4805 | 1160.2178 | 8089.9801 | 0 | 0 | 0 | 0 | 7105.3375
6 | 180 | 1 | 9950.9065 | 3701.9936 | 1254.5041 | 14907.4042 | 6562.8922 | 1919.3549 | 1435.477 | 9917.7241 | 0 | 0 | 0 | 0 | 4989.6801
6 | 180 | 2 | 9972.0879 | 3703.7439 | 1268.4308 | 14944.2627 | 6766.7459 | 2282.3808 | 1797.528 | 10846.6547 | 0 | 0 | 0 | 0 | 4097.608
6 | 180 | 3 | 10295.8169 | 3835.044 | 1308.0979 | 15438.9589 | 6825.3956 | 2371.8223 | 2185.5454 | 11382.7634 | 0 | 0 | 0 | 0 | 4056.1955
6 | 180 | 4 | 11130.4867 | 4131.194 | 1388.8429 | 16650.5235 | 6519.8083 | 2545.8288 | 2353.0911 | 11418.7282 | 0 | 0 | 0 | 0 | 5231.7953
6 | 180 | 5 | 12175.9149 | 4458.6085 | 1476.1145 | 18110.6379 | 6302.4396 | 2672.3835 | 2135.1599 | 11109.9829 | 0 | 0 | 0 | 0 | 7000.6549
6 | 180 | 6 | 13113.1462 | 4706.7165 | 1557.5287 | 19377.3913 | 5909.7664 | 2648.9443 | 2149.4492 | 10708.1598 | 645.6474 | 160.0204 | 561.6657 | 1367.3334 | 7301.8981
6 | 180 | 7 | 13889.6909 | 4926.7533 | 1611.5274 | 20427.9715 | 4269.415 | 2324.0052 | 1452.1555 | 8045.5758 | 1920.2443 | 594.1625 | 1377.9679 | 3892.3748 | 8490.0209
6 | 180 | 8 | 14570.715 | 5208.2444 | 1658.1291 | 21437.0885 | 2260.1805 | 1381.8785 | 909.7473 | 4551.8064 | 2639.6402 | 841.8463 | 1765.0616 | 5246.5481 | 11638.734
6 | 180 | 9 | 15171.2737 | 5495.8172 | 1678.7772 | 22345.868 | 1665.9422 | 1013.7198 | 796.0262 | 3475.6882 | 2844.188 | 939.25 | 1878.3921 | 5661.83 | 13208.3498
6 | 180 | 10 | 15653.9165 | 5769.6808 | 1690.9975 | 23114.5948 | 1358.1719 | 1044.8714 | 799.0843 | 3202.1276 | 2887.3239 | 958.7307 | 1896.3772 | 5742.4317 | 14170.0355
6 | 180 | 11 | 16086.2789 | 6008.3231 | 1693.9333 | 23788.5352 | 1232.245 | 1082.4638 | 758.3063 | 3073.0152 | 2856.7113 | 951.7733 | 1871.5389 | 5680.0234 | 15035.4966
6 | 180 | 12 | 16269.1215 | 6118.2484 | 1691.115 | 24078.4849 | 1116.3115 | 937.25 | 952.0351 | 3005.5965 | 2817.7499 | 942.0329 | 1841.1347 | 5600.9174 | 15471.9709
6 | 180 | 13 | 16440.7507 | 6173.227 | 1692.7005 | 24306.6783 | 1058.4839 | 767.6784 | 1121.4456 | 2947.6079 | 2692.5166 | 936.4669 | 1831.436 | 5460.4196 | 15898.6508
6 | 180 | 14 | 16610.3969 | 6095.0685 | 1699.7371 | 24405.2025 | 1510.0632 | 653.3378 | 1392.904 | 3556.305 | 2485.1858 | 809.8422 | 1483.3754 | 4778.4034 | 16070.4941
6 | 180 | 15 | 16659.7083 | 5954.5256 | 1721.0874 | 24335.3213 | 1935.3551 | 715.9537 | 1590.3929 | 4241.7017 | 2614.5935 | 954.5562 | 1562.977 | 5132.1267 | 14961.4929
6 | 180 | 16 | 16509.7913 | 5837.3839 | 1732.2275 | 24079.4027 | 2216.6893 | 769.9881 | 1398.9043 | 4385.5816 | 2789.9203 | 947.5988 | 912.3534 | 4649.8725 | 15043.9486
6 | 180 | 17 | 16120.9924 | 5656.1275 | 1713.6431 | 23490.763 | 2746.0319 | 796.7312 | 2395.1311 | 5937.8942 | 2263.9402 | 905.8544 | 1072.314 | 4242.1087 | 13310.7601
6 | 180 | 18 | 15529.891 | 5479.925 | 1685.0215 | 22694.8376 | 3175.3262 | 766.46 | 2795.4038 | 6737.19 | 2283.421 | 805.6677 | 875.6658 | 3964.7545 | 11992.8931
6 | 180 | 19 | 14896.2071 | 5272.4679 | 1651.9203 | 21820.5954 | 4266.4082 | 957.3351 | 1971.3743 | 7195.1176 | 1342.7795 | 473.1037 | 753.9356 | 2569.8189 | 12055.6589
6 | 180 | 20 | 13873.7248 | 4912.8899 | 1566.8279 | 20353.4426 | 6326.4707 | 1542.0766 | 1930.2852 | 9798.8325 | 38.9615 | 61.2252 | 37.445 | 137.6316 | 10416.9784
6 | 180 | 21 | 12794.1866 | 4509.41 | 1479.1126 | 18782.7092 | 7952.2583 | 1812.5357 | 1800.1843 | 11564.9783 | 0 | 0 | 0 | 0 | 7217.7309
6 | 180 | 22 | 11838.0368 | 4163.2232 | 1401.3085 | 17402.5686 | 6375.0917 | 2447.4869 | 1505.6324 | 10328.211 | 0 | 0 | 0 | 0 | 7074.3576
6 | 180 | 23 | 11130.5531 | 3911.7722 | 1341.2103 | 16383.5356 | 5310.8666 | 2439.5449 | 1097.8291 | 8848.2405 | 0 | 0 | 0 | 0 | 7535.295
6 | 180 | 24 | 10630.5684 | 3739.3622 | 1316.47 | 15686.4007 | 4008.5219 | 2538.7411 | 974.6951 | 7521.9581 | 0 | 0 | 0 | 0 | 8164.4426
6 | 181 | 1 | 10284.9092 | 3620.2664 | 1301.1613 | 15206.3369 | 3106.6321 | 2337.4854 | 1079.0541 | 6523.1715 | 0 | 0 | 0 | 0 | 8683.1653
6 | 181 | 2 | 10100.9765 | 3563.0409 | 1294.4909 | 14958.5083 | 2475.6202 | 1817.314 | 1126.9562 | 5419.8904 | 0 | 0 | 0 | 0 | 9538.618
6 | 181 | 3 | 10014.1205 | 3560.718 | 1300.1025 | 14874.941 | 2119.3673 | 1429.1451 | 1241.0926 | 4789.6049 | 0 | 0 | 0 | 0 | 10085.336
6 | 181 | 4 | 10356.586 | 3667.2881 | 1357.8782 | 15381.7523 | 1803.0582 | 1389.8638 | 1139.6318 | 4332.5537 | 0 | 0 | 0 | 0 | 11049.1986
6 | 181 | 5 | 11008.6695 | 3900.5014 | 1451.1384 | 16360.3093 | 1697.445 | 826.8431 | 940.7856 | 3465.0737 | 0 | 0 | 0 | 0 | 12895.2356
6 | 181 | 6 | 11877.8025 | 4259.2005 | 1553.0405 | 17690.0434 | 1560.2777 | 685.8299 | 715.9116 | 2962.0192 | 442.4911 | 91.8378 | 376.2907 | 910.6195 | 13817.4047
6 | 181 | 7 | 12648.1595 | 4652.6048 | 1609.2684 | 18910.0327 | 1329.4118 | 434.2142 | 322.9334 | 2086.5594 | 1295.4692 | 367.3511 | 817.4228 | 2480.2431 | 14343.2303
6 | 181 | 8 | 13224.7098 | 4972.2852 | 1634.1102 | 19831.1052 | 765.6531 | 90.9086 | 156.4893 | 1013.051 | 2172.1024 | 744.4426 | 1631.3589 | 4547.9039 | 14270.1503
6 | 181 | 9 | 13676.7495 | 5238.0503 | 1642.5183 | 20557.3182 | 769.6108 | 0 | 179.3646 | 948.9754 | 2378.0418 | 903.0714 | 1477.6011 | 4758.7143 | 14849.6285
6 | 181 | 10 | 13939.806 | 5437.8545 | 1643.1756 | 21020.8361 | 1205.2281 | 0 | 317.7631 | 1522.9912 | 2407.2628 | 879.4163 | 1761.6789 | 5048.358 | 14449.4869
6 | 181 | 11 | 14081.5767 | 5514.2169 | 1638.1452 | 21233.9388 | 1883.6163 | 0 | 814.09 | 2697.7063 | 2666.0784 | 925.3352 | 1601.105 | 5192.5185 | 13343.714
6 | 181 | 12 | 14196.5709 | 5585.0978 | 1654.1035 | 21435.7723 | 3321.9454 | 1.3131 | 1602.3433 | 4925.6018 | 2666.0784 | 921.1607 | 1625.5266 | 5212.7657 | 11297.4048
6 | 181 | 13 | 14437.3849 | 5606.7992 | 1662.9062 | 21707.0904 | 3522.933 | 36.6891 | 2185.6589 | 5745.281 | 2449.0072 | 914.2033 | 1545.3163 | 4908.5268 | 11053.2826
6 | 181 | 14 | 14741.2944 | 5608.2334 | 1688.8412 | 22038.369 | 3864.6339 | 220.5559 | 2759.982 | 6845.1718 | 2149.8387 | 916.9862 | 1443.5343 | 4510.3592 | 10682.8379
6 | 181 | 15 | 15018.6857 | 5626.8412 | 1712.4629 | 22357.9897 | 3617.5131 | 470.7449 | 3185.4801 | 7273.7382 | 2191.5832 | 926.7266 | 970.3608 | 4088.6706 | 10995.581
6 | 181 | 16 | 15028.0529 | 5556.9951 | 1707.2433 | 22292.2913 | 4137.04 | 467.32 | 3516.7525 | 8121.1124 | 2553.3684 | 918.3778 | 925.8216 | 4397.5678 | 9773.6111
6 | 181 | 17 | 14662.1779 | 5393.2392 | 1671.7305 | 21727.1476 | 4570.3331 | 570.2225 | 3869.6321 | 9010.1877 | 2487.9687 | 882.1992 | 1081.5588 | 4451.7268 | 8265.2331
6 | 181 | 18 | 14149.6724 | 5240.706 | 1634.9857 | 21025.3642 | 4664.0489 | 904.225 | 4087.5413 | 9655.8152 | 2216.6299 | 768.0977 | 1179.9744 | 4164.702 | 7204.847
6 | 181 | 19 | 13600.8765 | 5055.0868 | 1583.3561 | 20239.3194 | 7598.6024 | 1417.0656 | 3963.9119 | 12979.58 | 1090.9214 | 441.0996 | 480.3184 | 2012.3394 | 5247.4
6 | 181 | 20 | 12824.8235 | 4760.4983 | 1561.333 | 19146.6549 | 9536.1136 | 2312.5539 | 3825.5436 | 15674.2111 | 98.7952 | 54.2678 | 41.7236 | 194.7866 | 3277.6572
6 | 181 | 21 | 11955.4871 | 4397.9962 | 1492.2645 | 17845.7478 | 9663.2871 | 2057.6057 | 4184.6516 | 15905.5443 | 0 | 0 | 0 | 0 | 1940.2035
6 | 181 | 22 | 11153.1209 | 4062.901 | 1415.9707 | 16631.9927 | 8380.0091 | 1942.6441 | 3566.5863 | 13889.2395 | 0 | 0 | 0 | 0 | 2742.7532
6 | 181 | 23 | 10570.3225 | 3828.2251 | 1368.9555 | 15767.5032 | 7198.1275 | 1742.424 | 3310.7055 | 12251.257 | 0 | 0 | 0 | 0 | 3516.2462
6 | 181 | 24 | 10188.6365 | 3671.8093 | 1345.5711 | 15206.0169 | 6867.3713 | 1835.4285 | 2924.0655 | 11626.8653 | 0 | 0 | 0 | 0 | 3579.1517
7 | 182 | 1 | 9987.6206 | 3571.101 | 1335.1806 | 14893.9023 | 6798.5575 | 1989.07 | 2361.3581 | 11148.9856 | 0 | 0 | 0 | 0 | 3744.9167
7 | 182 | 2 | 10003.0297 | 3562.248 | 1334.0471 | 14899.3249 | 6215.1093 | 2102.0761 | 2080.7099 | 10397.8953 | 0 | 0 | 0 | 0 | 4501.4295
7 | 182 | 3 | 10283.2765 | 3677.3306 | 1361.4419 | 15322.0491 | 5923.5977 | 1708.6714 | 1606.8607 | 9239.1298 | 0 | 0 | 0 | 0 | 6082.9193
7 | 182 | 4 | 11128.8347 | 3973.4036 | 1440.7669 | 16543.0052 | 5816.4108 | 1566.3925 | 1156.7911 | 8539.5944 | 0 | 0 | 0 | 0 | 8003.4107
7 | 182 | 5 | 12237.9159 | 4371.8804 | 1543.8858 | 18153.6821 | 5547.6356 | 1484.4507 | 536.4074 | 7568.4936 | 0 | 0 | 0 | 0 | 10585.1885
7 | 182 | 6 | 13255.5863 | 4701.2411 | 1629.5548 | 19586.3822 | 5376.6281 | 1287.8476 | 444.0097 | 7108.4854 | 111.3185 | 6.9574 | 71.4819 | 189.7578 | 12288.139
7 | 182 | 7 | 14092.1195 | 5015.3768 | 1686.3599 | 20793.8561 | 4171.3972 | 1079.9939 | 348.0991 | 5599.4901 | 790.3614 | 48.7018 | 266.456 | 1105.5193 | 14088.8467
7 | 182 | 8 | 14780.8223 | 5280.2194 | 1732.4046 | 21793.4463 | 2263.6442 | 917.4951 | 277.928 | 3459.0672 | 1235.6355 | 289.4281 | 1341.5186 | 2866.5822 | 15467.7969
7 | 182 | 9 | 15291.9587 | 5486.0362 | 1753.1852 | 22531.1801 | 1631.7113 | 532.9348 | 190.3662 | 2355.0123 | 1520.8892 | 471.7122 | 905.2366 | 2897.8379 | 17278.3299
7 | 182 | 10 | 15663.7594 | 5652.7504 | 1760.531 | 23077.0409 | 1212.2009 | 371.9045 | 135.8596 | 1719.965 | 2176.2768 | 392.3978 | 1393.1329 | 3961.8075 | 17395.2684
7 | 182 | 11 | 16006.4428 | 5820.6231 | 1761.7874 | 23588.8532 | 685.5614 | 223.4543 | 103.6558 | 1012.6715 | 2568.6747 | 812.6251 | 1615.1195 | 4996.4193 | 17579.7625
7 | 182 | 12 | 16152.3262 | 5945.0403 | 1760.6669 | 23858.0334 | 320.9742 | 155.2281 | 88.4102 | 564.6126 | 2497.709 | 896.114 | 1341.4814 | 4735.3045 | 18558.1164
7 | 182 | 13 | 16378.4171 | 6036.0686 | 1760.8851 | 24175.3708 | 152.6757 | 92.8225 | 63.0212 | 308.5194 | 2471.2709 | 890.5481 | 1349.5549 | 4711.3739 | 19155.4775
7 | 182 | 14 | 16605.7297 | 6076.5989 | 1759.1427 | 24441.4713 | 78.6429 | 42.1154 | 95.4201 | 216.1784 | 2347.4291 | 890.5481 | 1422.2454 | 4660.2226 | 19565.0703
7 | 182 | 15 | 16779.2166 | 6094.329 | 1762.3587 | 24635.9042 | 17.9027 | 10.7055 | 243.9182 | 272.5264 | 2507.4495 | 893.3311 | 1500.585 | 4901.3656 | 19462.0123
7 | 182 | 16 | 16667.5197 | 6009.9353 | 1768.6349 | 24446.0899 | 98.4339 | 48.6807 | 334.3184 | 481.433 | 2429.5265 | 893.3311 | 1362.2866 | 4685.1442 | 19279.5127
7 | 182 | 17 | 16287.263 | 5848.7897 | 1755.602 | 23891.6547 | 113.2694 | 86.4059 | 402.3723 | 602.0476 | 2336.2972 | 829.3229 | 1556.3648 | 4721.9849 | 18567.6222
7 | 182 | 18 | 15757.1927 | 5651.2794 | 1724.6738 | 23133.1459 | 814.5908 | 168.1441 | 409.8324 | 1392.5674 | 1863.1936 | 745.834 | 1310.3063 | 3919.3339 | 17821.2446
7 | 182 | 19 | 15132.9022 | 5421.7907 | 1690.1548 | 22244.8477 | 2236.1795 | 472.364 | 571.4383 | 3279.9818 | 901.6799 | 427.1848 | 602.8267 | 1931.6915 | 17033.1744
7 | 182 | 20 | 13998.8235 | 5009.4205 | 1601.2247 | 20609.4687 | 4052.8138 | 1201.5154 | 1241.9292 | 6496.2584 | 80.7059 | 27.8296 | 31.9624 | 140.4979 | 13972.7123
7 | 182 | 21 | 12844.0765 | 4581.4235 | 1518.6287 | 18944.1287 | 5775.6596 | 1460.052 | 2540.0448 | 9775.7565 | 0 | 0 | 0 | 0 | 9168.3722
7 | 182 | 22 | 11963.8688 | 4233.5951 | 1445.9871 | 17643.451 | 6585.2671 | 1234.9508 | 2803.9335 | 10624.1514 | 0 | 0 | 0 | 0 | 7019.2996
7 | 182 | 23 | 11383.0168 | 4027.7797 | 1409.2894 | 16820.0859 | 5097.4677 | 856.8413 | 2413.9167 | 8368.2257 | 0 | 0 | 0 | 0 | 8451.8601
7 | 182 | 24 | 10990.5424 | 3876.1718 | 1396.532 | 16263.2462 | 4900.1946 | 679.3185 | 2224.5094 | 7804.0226 | 0 | 0 | 0 | 0 | 8459.2237
7 | 183 | 1 | 10825.7196 | 3807.6999 | 1383.2774 | 16016.6969 | 3458.5938 | 566.5096 | 2182.3256 | 6207.429 | 0 | 0 | 0 | 0 | 9809.2679
7 | 183 | 2 | 10866.6026 | 3823.2774 | 1387.5345 | 16077.4146 | 2935.9339 | 389.4976 | 2260.4901 | 5585.9217 | 0 | 0 | 0 | 0 | 10491.4929
7 | 183 | 3 | 11181.3209 | 3949.3364 | 1418.6429 | 16549.3002 | 3086.5974 | 420.2406 | 2063.9301 | 5570.7682 | 0 | 0 | 0 | 0 | 10978.532
7 | 183 | 4 | 11968.5544 | 4232.2157 | 1475.4191 | 17676.1892 | 2908.0431 | 359.5066 | 1924.2867 | 5191.8364 | 0 | 0 | 0 | 0 | 12484.3528
7 | 183 | 5 | 12856.475 | 4578.6005 | 1550.2222 | 18985.2978 | 2744.2773 | 248.891 | 1723.9586 | 4717.1268 | 0 | 0 | 0 | 0 | 14268.1709
7 | 183 | 6 | 13562.5327 | 4858.2257 | 1612.911 | 20033.6694 | 2493.6712 | 207.2508 | 1481.8562 | 4182.7781 | 499.5418 | 96.0122 | 233.0813 | 828.6353 | 15022.256
7 | 183 | 7 | 14057.2914 | 5011.6667 | 1664.1399 | 20733.098 | 1230.3014 | 45.6907 | 1261.1441 | 2537.1363 | 1628.0332 | 493.9759 | 627.7828 | 2749.7919 | 15446.1699
7 | 183 | 8 | 14272.5599 | 5091.5113 | 1680.5574 | 21044.6286 | 797.9148 | 0 | 1057.7808 | 1855.6956 | 2396.131 | 777.8381 | 953.6349 | 4127.604 | 15061.329
7 | 183 | 9 | 14291.9866 | 5034.9799 | 1667.0647 | 20994.0312 | 720.1564 | 0 | 1127.86 | 1848.0163 | 2698.0824 | 886.3737 | 1031.9329 | 4616.3889 | 14529.6259
7 | 183 | 10 | 13840.385 | 4994.2487 | 1652.9469 | 20487.5807 | 774.3806 | 1.2985 | 978.9254 | 1754.6045 | 2780.1799 | 915.5947 | 1084.4342 | 4780.2089 | 13952.7673
7 | 183 | 11 | 13610.349 | 4993.9089 | 1657.8535 | 20262.1113 | 927.3521 | 21.4215 | 916.5023 | 1865.2758 | 2769.048 | 926.7266 | 1341.928 | 5037.7026 | 13359.1329
7 | 183 | 12 | 13655.1531 | 5038.0804 | 1662.0769 | 20355.3104 | 1208.6283 | 127.8219 | 990.6441 | 2327.0944 | 2746.7842 | 914.2033 | 1724.3173 | 5385.3048 | 12642.9112
7 | 183 | 13 | 13871.9954 | 5053.5704 | 1666.7087 | 20592.2745 | 1665.4327 | 264.3175 | 1215.2322 | 3144.9824 | 2734.2609 | 910.0288 | 1526.9027 | 5171.1924 | 12276.0997
7 | 183 | 14 | 13972.0699 | 5079.3573 | 1655.8001 | 20707.2273 | 1981.3968 | 429.3477 | 1571.0264 | 3981.7709 | 2746.7842 | 916.9862 | 1629.7844 | 5293.5549 | 11431.9015
7 | 183 | 15 | 13893.5446 | 5109.581 | 1640.5722 | 20643.6978 | 2542.7199 | 633.0496 | 1974.0519 | 5149.8213 | 2756.5247 | 922.5521 | 1632.5465 | 5311.6234 | 10182.2532
7 | 183 | 16 | 13512.016 | 4989.1706 | 1606.9316 | 20108.1182 | 3134.3865 | 787.8472 | 2264.8142 | 6187.0479 | 2727.3035 | 914.2033 | 1355.5511 | 4997.0579 | 8924.0124
7 | 183 | 17 | 12871.4552 | 4774.8497 | 1557.4367 | 19203.7417 | 3956.5525 | 963.5486 | 2499.3318 | 7419.4329 | 2570.0661 | 872.4588 | 1499.9645 | 4942.4894 | 6841.8195
7 | 183 | 18 | 12242.2366 | 4528.2696 | 1518.5649 | 18289.0712 | 4584.0951 | 1046.5188 | 2693.1352 | 8323.7491 | 2183.2343 | 751.4 | 1371.7814 | 4306.4157 | 5658.9064
7 | 183 | 19 | 11591.4993 | 4317.638 | 1480.239 | 17389.3763 | 5941.3207 | 1356.8158 | 2787.5731 | 10085.7096 | 1168.8444 | 424.4018 | 711.529 | 2304.7752 | 4998.8915
7 | 183 | 20 | 10569.3366 | 3968.5295 | 1400.7211 | 15938.5873 | 8245.1412 | 1906.9755 | 2943.1757 | 13095.2924 | 77.923 | 33.3956 | 34.787 | 146.1055 | 2697.1893
7 | 183 | 21 | 9541.9875 | 3597.1116 | 1319.0744 | 14458.1735 | 9559.7844 | 1864.6569 | 3123.0635 | 14547.5049 | 0 | 0 | 0 | 0 | -89.3313
7 | 183 | 22 | 8716.462 | 3262.3825 | 1259.9786 | 13238.8231 | 9501.9723 | 1579.5087 | 3102.5787 | 14184.0597 | 0 | 0 | 0 | 0 | -945.2367
7 | 183 | 23 | 8207.2396 | 3040.9833 | 1220.5808 | 12468.8036 | 8614.995 | 1520.3459 | 3206.6342 | 13341.9751 | 0 | 0 | 0 | 0 | -873.1715
7 | 183 | 24 | 7873.9057 | 2893.2434 | 1203.6639 | 11970.813 | 8092.3829 | 1483.0291 | 3214.8446 | 12790.2566 | 0 | 0 | 0 | 0 | -819.4436
7 | 184 | 1 | 7673.3059 | 2792.877 | 1192.205 | 11658.3879 | 7282.0086 | 1236.8816 | 2717.46 | 11236.3502 | 0 | 0 | 0 | 0 | 422.0378
7 | 184 | 2 | 7569.097 | 2740.7567 | 1185.3923 | 11495.2459 | 5883.2781 | 961.2348 | 2403.7036 | 9248.2165 | 0 | 0 | 0 | 0 | 2247.0294
7 | 184 | 3 | 7546.8365 | 2725.7866 | 1189.4238 | 11462.0469 | 4805.9652 | 746.5064 | 2489.9709 | 8042.4425 | 0 | 0 | 0 | 0 | 3419.6044
7 | 184 | 4 | 7802.5511 | 2799.0056 | 1226.3615 | 11827.9182 | 4227.2173 | 627.9428 | 2291.9278 | 7147.088 | 0 | 0 | 0 | 0 | 4680.8302
7 | 184 | 5 | 8235.0151 | 2967.0473 | 1289.7199 | 12491.7822 | 4256.4181 | 500.1682 | 2000.0512 | 6756.6375 | 0 | 0 | 0 | 0 | 5735.1447
7 | 184 | 6 | 8703.3422 | 3172.2366 | 1355.2885 | 13230.8673 | 3817.5762 | 313.4442 | 1889.5713 | 6020.5918 | 357.6107 | 133.5822 | 166.0773 | 657.2702 | 6553.0053
7 | 184 | 7 | 9060.9867 | 3332.2155 | 1400.7532 | 13793.9554 | 2234.6264 | 122.3593 | 1015.6761 | 3372.6618 | 1096.4873 | 148.8885 | 781.4527 | 2026.8286 | 8394.465
7 | 184 | 8 | 9295.4361 | 3451.2235 | 1420.9 | 14167.5596 | 840.6085 | 2.9713 | 588.6723 | 1432.2522 | 2213.8469 | 82.0974 | 1152.874 | 3448.8183 | 9286.4891
7 | 184 | 9 | 9423.0473 | 3515.0662 | 1426.813 | 14364.9265 | 548.941 | 2.0586 | 642.3161 | 1193.3156 | 2647.9892 | 203.1563 | 1374.0318 | 4225.1772 | 8946.4337
7 | 184 | 10 | 9540.2397 | 3563.5557 | 1426.922 | 14530.7175 | 486.433 | 6.2233 | 743.9229 | 1236.5792 | 2661.9039 | 648.4303 | 1565.9593 | 4876.2935 | 8417.8449
7 | 184 | 11 | 9622.8761 | 3611.0846 | 1429.3262 | 14663.2868 | 634.5302 | 1.2827 | 908.3049 | 1544.1178 | 2650.772 | 896.114 | 1474.2465 | 5021.1326 | 8098.0365
7 | 184 | 12 | 9782.8773 | 3678.1146 | 1432.1384 | 14893.1304 | 808.9953 | 20.9186 | 1054.2538 | 1884.1677 | 2670.2528 | 886.3737 | 1713.4309 | 5270.0574 | 7738.9052
7 | 184 | 13 | 10052.0931 | 3775.6588 | 1437.1856 | 15264.9375 | 1032.9949 | 73.9812 | 1206.3387 | 2313.3149 | 2515.7984 | 878.0247 | 1755.1962 | 5149.0194 | 7802.6032
7 | 184 | 14 | 10393.8191 | 3900.031 | 1452.7922 | 15746.6423 | 1207.2055 | 133.0365 | 1302.5477 | 2642.7896 | 1964.7717 | 889.1566 | 1431.2401 | 4285.1685 | 8818.6842
7 | 184 | 15 | 10747.5897 | 4011.9502 | 1473.0403 | 16232.5801 | 1673.5268 | 282.8387 | 1342.2996 | 3298.6651 | 2592.3298 | 886.3737 | 1394.5661 | 4873.2696 | 8060.6455
7 | 184 | 16 | 10827.9204 | 4009.2653 | 1476.7476 | 16313.9334 | 1663.1843 | 412.8935 | 1772.061 | 3848.1388 | 2215.2384 | 861.327 | 1595.1759 | 4671.7413 | 7794.0532
7 | 184 | 17 | 10639.9447 | 3885.4377 | 1458.3785 | 15983.7609 | 1779.1678 | 270.2188 | 2168.579 | 4217.9655 | 1934.1592 | 539.8948 | 1530.4013 | 4004.4553 | 7761.34
7 | 184 | 18 | 10401.8457 | 3760.7965 | 1439.8452 | 15602.4874 | 2011.733 | 283.8344 | 2299.6491 | 4595.2164 | 1231.461 | 13.9148 | 1472.3386 | 2717.7145 | 8289.5565
7 | 184 | 19 | 10132.5461 | 3661.5592 | 1409.8739 | 15203.9792 | 2955.5432 | 560.1516 | 2913.5906 | 6429.2854 | 638.69 | 1.3915 | 737.0712 | 1377.1526 | 7397.5412
7 | 184 | 20 | 9524.0265 | 3452.876 | 1353.7567 | 14330.6592 | 4342.1169 | 1395.798 | 3341.7331 | 9079.648 | 61.2252 | 0 | 40.353 | 101.5781 | 5149.433
7 | 184 | 21 | 8836.0413 | 3210.8018 | 1294.6667 | 13341.5098 | 5691.4502 | 1415.2334 | 3675.7461 | 10782.4297 | 0 | 0 | 0 | 0 | 2559.0801
7 | 184 | 22 | 8225.9132 | 2977.5018 | 1236.698 | 12440.113 | 5837.6178 | 1030.2994 | 3491.0126 | 10358.9297 | 0 | 0 | 0 | 0 | 2081.1833
7 | 184 | 23 | 7798.9914 | 2810.9392 | 1203.9496 | 11813.8802 | 4660.3114 | 298.4433 | 2593.6504 | 7552.4051 | 0 | 0 | 0 | 0 | 4261.4751
7 | 184 | 24 | 7511.4236 | 2705.3668 | 1182.1407 | 11398.9312 | 4024.1678 | 586.1218 | 2359.4506 | 6969.7401 | 0 | 0 | 0 | 0 | 4429.191
7 | 185 | 1 | 7368.044 | 2642.7056 | 1175.1826 | 11185.9322 | 3406.2142 | 551.9431 | 2086.8514 | 6045.0087 | 0 | 0 | 0 | 0 | 5140.9235
7 | 185 | 2 | 7293.5061 | 2607.5386 | 1168.532 | 11069.5767 | 3219.8396 | 511.9227 | 1707.8241 | 5439.5863 | 0 | 0 | 0 | 0 | 5629.9904
7 | 185 | 3 | 7260.5335 | 2586.8157 | 1169.518 | 11016.8672 | 3233.8975 | 500.5789 | 1482.2499 | 5216.7263 | 0 | 0 | 0 | 0 | 5800.1409
7 | 185 | 4 | 7453.6716 | 2623.68 | 1206.8337 | 11284.1853 | 2919.3032 | 678.3973 | 1323.7794 | 4921.4799 | 0 | 0 | 0 | 0 | 6362.7054
7 | 185 | 5 | 7853.581 | 2773.9697 | 1268.4666 | 11896.0173 | 2464.0606 | 718.4416 | 1376.2982 | 4558.8004 | 0 | 0 | 0 | 0 | 7337.217
7 | 185 | 6 | 8372.9893 | 2977.2639 | 1344.0489 | 12694.3021 | 1936.8128 | 685.1085 | 1348.8483 | 3970.7696 | 562.1585 | 104.3611 | 536.8274 | 1203.347 | 7520.1855
7 | 185 | 7 | 8876.8881 | 3182.5532 | 1398.1976 | 13457.639 | 1175.1249 | 689.7406 | 985.843 | 2850.7085 | 1757.441 | 468.9292 | 1251.6185 | 3477.9887 | 7128.9417
7 | 185 | 8 | 9296.6815 | 3365.7506 | 1434.3714 | 14096.8035 | 415.8974 | 254.9605 | 335.3804 | 1006.2383 | 2045.4776 | 754.1829 | 1646.8944 | 4446.555 | 8644.0102
7 | 185 | 9 | 9640.9689 | 3525.4016 | 1450.2609 | 14616.6315 | 258.1342 | 126.9527 | 149.9933 | 535.0802 | 2703.6484 | 858.544 | 1739.5611 | 5301.7534 | 8779.7978
7 | 185 | 10 | 9962.0397 | 3669.332 | 1464.1864 | 15095.5581 | 216.1514 | 51.6793 | 70.4965 | 338.3273 | 2770.4394 | 891.9395 | 1853.4288 | 5515.8078 | 9241.4231
7 | 185 | 11 | 10232.8708 | 3793.665 | 1465.3513 | 15491.8871 | 134.9312 | 45.0428 | 132.1478 | 312.1218 | 2744.0013 | 896.114 | 1829.9403 | 5470.0556 | 9709.7097
7 | 185 | 12 | 10523.7895 | 3917.9509 | 1472.4999 | 15914.2404 | 146.7871 | 42.6846 | 195.3108 | 384.7825 | 2645.2062 | 894.7225 | 1809.2765 | 5349.2052 | 10180.2527
7 | 185 | 13 | 10913.7241 | 4067.993 | 1487.978 | 16469.6951 | 172.0872 | 69.4235 | 312.0002 | 553.511 | 2668.8614 | 790.3615 | 1800.9901 | 5260.2129 | 10655.9712
7 | 185 | 14 | 11398.9191 | 4241.6041 | 1513.5739 | 17154.097 | 120.3749 | 189.2777 | 477.6581 | 787.3108 | 2717.5632 | 819.5825 | 1812.0386 | 5349.1843 | 11017.6019
7 | 185 | 15 | 11805.4648 | 4407.4213 | 1539.4234 | 17752.3095 | 158.3277 | 106.6521 | 719.2755 | 984.2553 | 2734.261 | 905.8544 | 1814.9049 | 5455.0203 | 11313.0339
7 | 185 | 16 | 11915.277 | 4392.9964 | 1535.5687 | 17843.8421 | 177.4916 | 164.2562 | 889.0275 | 1230.7753 | 2721.7376 | 729.1362 | 1823.1079 | 5273.9817 | 11339.085
7 | 185 | 17 | 11722.5413 | 4280.7603 | 1507.5512 | 17510.8529 | 154.446 | 422.7516 | 1013.5241 | 1590.7217 | 2628.5083 | 832.1059 | 1730.7746 | 5191.3888 | 10728.7423
7 | 185 | 18 | 11447.7649 | 4163.9317 | 1481.4247 | 17093.1213 | 208.7411 | 302.6509 | 995.8547 | 1507.2466 | 2219.4129 | 731.9192 | 1502.8679 | 4454.2 | 11131.6747
7 | 185 | 19 | 11056.4306 | 4033.4097 | 1442.5515 | 16532.3918 | 941.0255 | 629.7077 | 1746.0543 | 3316.7875 | 1267.6396 | 407.7041 | 819.2102 | 2494.5539 | 10721.0504
7 | 185 | 20 | 10232.444 | 3726.0858 | 1369.0417 | 15327.5714 | 2021.411 | 953.8846 | 2240.4642 | 5215.7598 | 82.0974 | 44.5274 | 37.57 | 164.1948 | 9947.6168
7 | 185 | 21 | 9376.1286 | 3415.3273 | 1299.1025 | 14090.5585 | 3184.1826 | 952.6693 | 2558.0973 | 6694.9492 | 0 | 0 | 0 | 0 | 7395.6093
7 | 185 | 22 | 8721.4946 | 3152.1303 | 1253.7053 | 13127.3302 | 3550.5265 | 968.3813 | 2294.986 | 6813.8938 | 0 | 0 | 0 | 0 | 6313.4364
7 | 185 | 23 | 8273.5997 | 2986.5534 | 1224.7644 | 12484.9176 | 2930.2021 | 918.4011 | 1929.7078 | 5778.311 | 0 | 0 | 0 | 0 | 6706.6066
7 | 185 | 24 | 7992.0096 | 2876.0265 | 1209.6684 | 12077.7045 | 3453.2551 | 789.0424 | 1876.0274 | 6118.3249 | 0 | 0 | 0 | 0 | 5959.3796
7 | 186 | 1 | 7877.1249 | 2819.2781 | 1205.0999 | 11901.503 | 3668.261 | 812.2712 | 1848.611 | 6329.1432 | 0 | 0 | 0 | 0 | 5572.3598
7 | 186 | 2 | 7978.2691 | 2840.4841 | 1218.5103 | 12037.2634 | 2990.1072 | 723.2514 | 1564.6936 | 5278.0521 | 0 | 0 | 0 | 0 | 6759.2113
7 | 186 | 3 | 8342.6772 | 2949.8273 | 1253.1014 | 12545.6059 | 2661.0047 | 569.2782 | 1509.3665 | 4739.6494 | 0 | 0 | 0 | 0 | 7805.9564
7 | 186 | 4 | 9113.5208 | 3209.522 | 1327.0725 | 13650.1153 | 2872.7788 | 535.1709 | 1278.2451 | 4686.1948 | 0 | 0 | 0 | 0 | 8963.9205
7 | 186 | 5 | 9993.273 | 3565.9891 | 1415.1809 | 14974.443 | 2942.3463 | 616.1228 | 1266.2864 | 4824.7555 | 0 | 0 | 0 | 0 | 10149.6875
7 | 186 | 6 | 10612.6617 | 3815.3449 | 1487.7708 | 15915.7774 | 2892.8918 | 750.9696 | 1388.1136 | 5031.9749 | 546.8522 | 136.3652 | 487.1091 | 1170.3265 | 9713.476
7 | 186 | 7 | 11113.6841 | 3999.1265 | 1535.9035 | 16648.714 | 2277.4198 | 411.3422 | 1145.796 | 3834.558 | 1533.4125 | 519.0226 | 1274.4403 | 3326.8753 | 9487.2807
7 | 186 | 8 | 11581.0068 | 4199.8239 | 1572.222 | 17353.0526 | 1437.4778 | 299.0457 | 531.3845 | 2267.9081 | 1868.7595 | 730.5277 | 1511.1081 | 4110.3953 | 10974.7492
7 | 186 | 9 | 12016.2529 | 4386.8365 | 1586.0361 | 17989.1255 | 1428.4657 | 268.7186 | 438.9311 | 2136.1153 | 2735.6524 | 896.114 | 1828.6947 | 5460.4611 | 10392.5491
7 | 186 | 10 | 12408.2115 | 4555.1424 | 1601.4996 | 18564.8535 | 1565.791 | 281.7995 | 465.9543 | 2313.5448 | 2771.8309 | 903.0714 | 1841.1347 | 5516.037 | 10735.2716
7 | 186 | 11 | 12864.0544 | 4760.0959 | 1616.3589 | 19240.5091 | 1854.4082 | 327.593 | 617.8972 | 2799.8983 | 2744.0013 | 864.1099 | 1777.2099 | 5385.3211 | 11055.2897
7 | 186 | 12 | 13249.5388 | 4940.9082 | 1625.6296 | 19816.0765 | 2157.8296 | 362.919 | 1000.0362 | 3520.7848 | 2738.4354 | 907.2459 | 1727.2833 | 5372.9646 | 10922.3272
7 | 186 | 13 | 13705.8395 | 5113.4333 | 1641.0625 | 20460.3353 | 2274.2897 | 445.0372 | 1157.5829 | 3876.9099 | 2526.9302 | 914.2033 | 1795.4658 | 5236.5993 | 11346.826
7 | 186 | 14 | 14179.138 | 5279.2339 | 1658.9339 | 21117.3058 | 2866.1816 | 703.19 | 1227.2177 | 4796.5894 | 2496.3176 | 918.3778 | 1791.1873 | 5205.8826 | 11114.8339
7 | 186 | 15 | 14555.2207 | 5387.7574 | 1670.5535 | 21613.5316 | 3879.2887 | 943.3385 | 1445.8977 | 6268.525 | 2720.3461 | 923.9436 | 1764.5824 | 5408.8721 | 9936.1346
7 | 186 | 16 | 14643.2445 | 5374.9758 | 1670.0621 | 21688.2824 | 4877.0199 | 1250.4756 | 1837.4865 | 7964.982 | 2265.3317 | 926.7266 | 1689.5049 | 4881.5632 | 8841.7372
7 | 186 | 17 | 14289.0817 | 5180.9441 | 1632.0884 | 21102.1143 | 6484.0413 | 1852.4662 | 2425.9977 | 10762.5053 | 1803.3599 | 876.6333 | 1265.749 | 3945.7421 | 6393.8669
7 | 186 | 18 | 13742.0296 | 4945.4628 | 1599.1903 | 20286.6827 | 8282.1102 | 2475.5317 | 3093.9212 | 13851.563 | 2083.0477 | 756.9659 | 755.6007 | 3595.6143 | 2839.5054
7 | 186 | 19 | 13067.2748 | 4715.7331 | 1552.968 | 19335.9759 | 9680.7793 | 2752.6437 | 3541.2701 | 15974.693 | 1237.027 | 421.6189 | 727.6642 | 2386.31 | 974.9729
7 | 186 | 20 | 11935.7915 | 4303.2373 | 1466.3302 | 17705.359 | 10829.1207 | 3177.5709 | 3800.844 | 17807.5356 | 66.7911 | 43.1359 | 30.6126 | 140.5396 | -242.7162
7 | 186 | 21 | 10803.9107 | 3876.4015 | 1379.9974 | 16060.3097 | 10838.648 | 3372.254 | 4061.7854 | 18272.6874 | 0 | 0 | 0 | 0 | -2212.3777
7 | 186 | 22 | 9944.5246 | 3549.2113 | 1320.3652 | 14814.1011 | 10813.3209 | 3370.3135 | 4224.9646 | 18408.599 | 0 | 0 | 0 | 0 | -3594.4979
7 | 186 | 23 | 9368.3959 | 3336.2028 | 1282.1926 | 13986.7914 | 10801.1593 | 3370.3135 | 4250.1541 | 18421.6269 | 0 | 0 | 0 | 0 | -4434.8355
7 | 186 | 24 | 8992.1784 | 3184.7188 | 1256.3681 | 13433.2653 | 10839.8727 | 3372.254 | 4152.5836 | 18364.7102 | 0 | 0 | 0 | 0 | -4931.445
7 | 187 | 1 | 8772.32 | 3085.6755 | 1237.2324 | 13095.2279 | 10804.2686 | 3372.254 | 4262.891 | 18439.4136 | 0 | 0 | 0 | 0 | -5344.1857
7 | 187 | 2 | 8768.8638 | 3063.1973 | 1244.1101 | 13076.1712 | 10834.1767 | 3370.3135 | 4263.3913 | 18467.8815 | 0 | 0 | 0 | 0 | -5391.7103
7 | 187 | 3 | 9059.0679 | 3157.9945 | 1278.7392 | 13495.8015 | 10862.2701 | 3372.254 | 4230.1069 | 18464.631 | 0 | 0 | 0 | 0 | -4968.8294
7 | 187 | 4 | 9884.3037 | 3446.8135 | 1358.7864 | 14689.9037 | 10906.6453 | 3371.2837 | 4263.3913 | 18541.3203 | 0 | 0 | 0 | 0 | -3851.4167
7 | 187 | 5 | 10858.6755 | 3818.3119 | 1449.1608 | 16126.1483 | 10864.9653 | 3311.1309 | 4251.5565 | 18427.6527 | 0 | 0 | 0 | 0 | -2301.5044
7 | 187 | 6 | 11607.8122 | 4116.4438 | 1525.0673 | 17249.3234 | 10823.4622 | 3326.6542 | 4159.6307 | 18309.7471 | 29.2211 | 91.8378 | 124.9996 | 246.0585 | -1306.4822
7 | 187 | 7 | 12198.1085 | 4383.6608 | 1582.1686 | 18163.9378 | 10465.1202 | 3112.4698 | 3975.5994 | 17553.1894 | 478.6696 | 65.3996 | 76.3856 | 620.4548 | -9.7064
7 | 187 | 8 | 12759.733 | 4639.0564 | 1612.0194 | 19010.8089 | 10491.3999 | 3241.9572 | 3775.7981 | 17509.1552 | 499.5418 | 112.71 | 103.0901 | 715.3419 | 786.3118
7 | 187 | 9 | 13281.0595 | 4878.0187 | 1631.0299 | 19790.1081 | 10537.6667 | 2862.6861 | 3776.3073 | 17176.6601 | 623.3837 | 96.0122 | 582.2761 | 1301.672 | 1311.776
7 | 187 | 10 | 13714.2427 | 5077.7241 | 1644.9643 | 20436.9312 | 9593.1374 | 3040.7817 | 3936.6907 | 16570.6098 | 747.2255 | 165.5863 | 387.4941 | 1300.3059 | 2566.0155
7 | 187 | 11 | 14247.7239 | 5304.1417 | 1658.8799 | 21210.7455 | 9104.5622 | 2847.3976 | 2959.3545 | 14911.3143 | 448.057 | 94.6207 | 160.37 | 703.0478 | 5596.3834
7 | 187 | 12 | 14640.7329 | 5488.3037 | 1662.3311 | 21791.3677 | 8963.5229 | 2226.5098 | 3266.9123 | 14456.945 | 855.7611 | 251.8581 | 565.3074 | 1672.9266 | 5661.4961
7 | 187 | 13 | 15092.33 | 5662.0866 | 1670.1713 | 22424.5879 | 9616.9693 | 2139.1447 | 3735.6535 | 15491.7675 | 1159.104 | 250.4667 | 946.8397 | 2356.4104 | 4576.41
7 | 187 | 14 | 15517.1279 | 5822.976 | 1678.0702 | 23018.174 | 10208.619 | 2363.883 | 4263.3913 | 16835.8933 | 1846.4958 | 455.0144 | 1523.2446 | 3824.7549 | 2357.5259
7 | 187 | 15 | 15701.5784 | 5902.953 | 1679.2574 | 23283.7888 | 10870.4303 | 2163.8487 | 4221.9793 | 17256.2583 | 1859.0192 | 520.4141 | 1165.7933 | 3545.2265 | 2482.304
7 | 187 | 16 | 15492.3535 | 5855.0767 | 1667.1684 | 23014.5987 | 10444.247 | 3366.379 | 4263.3913 | 18074.0173 | 1502.7999 | 272.7303 | 1266.0706 | 3041.6009 | 1898.9806
7 | 187 | 17 | 15041.6165 | 5622.2932 | 1642.5424 | 22306.4521 | 10316.7227 | 3372.254 | 4263.3913 | 17952.368 | 1351.1285 | 331.1726 | 1696.3164 | 3378.6175 | 975.4667
7 | 187 | 18 | 14624.809 | 5403.4721 | 1620.1485 | 21648.4296 | 10577.9881 | 3372.254 | 4263.3913 | 18213.6333 | 897.5055 | 165.5863 | 1249.0693 | 2312.161 | 1122.6353
7 | 187 | 19 | 13909.4401 | 5174.1896 | 1566.7423 | 20650.372 | 10907.5312 | 3372.254 | 4263.3913 | 18543.1764 | 397.9637 | 32.0041 | 622.2912 | 1052.2589 | 1054.9367
7 | 187 | 20 | 12699.2804 | 4755.3737 | 1475.0291 | 18929.6832 | 10928.1123 | 3372.254 | 4263.3913 | 18563.7576 | 36.1785 | 1.3915 | 19.4807 | 57.0507 | 308.8749
7 | 187 | 21 | 11529.4474 | 4305.9029 | 1405.7243 | 17241.0746 | 10942.9223 | 3372.254 | 4263.3913 | 18578.5676 | 0 | 0 | 0 | 0 | -1337.493
7 | 187 | 22 | 10637.6253 | 3958.7367 | 1348.3005 | 15944.6625 | 10950.3973 | 3372.254 | 4231.6522 | 18554.3034 | 0 | 0 | 0 | 0 | -2609.641
7 | 187 | 23 | 10051.7103 | 3730.261 | 1314.604 | 15096.5753 | 10821.7795 | 3372.254 | 4220.5352 | 18414.5687 | 0 | 0 | 0 | 0 | -3317.9934
7 | 187 | 24 | 9639.8344 | 3569.4629 | 1288.9564 | 14498.2537 | 10792.2171 | 3372.254 | 4094.394 | 18258.8651 | 0 | 0 | 0 | 0 | -3760.6114
7 | 188 | 1 | 9401.4282 | 3469.2701 | 1275.8397 | 14146.5379 | 10507.7275 | 3370.3135 | 3571.0685 | 17449.1095 | 0 | 0 | 0 | 0 | -3302.5716
7 | 188 | 2 | 9379.596 | 3451.0346 | 1279.0007 | 14109.6313 | 9958.5763 | 3206.3486 | 3897.9302 | 17062.8551 | 0 | 0 | 0 | 0 | -2953.2238
7 | 188 | 3 | 9655.2084 | 3530.1819 | 1310.3942 | 14495.7844 | 8974.5489 | 3123.881 | 4032.2093 | 16130.6392 | 0 | 0 | 0 | 0 | -1634.8548
7 | 188 | 4 | 10337.4611 | 3784.3985 | 1378.6286 | 15500.4882 | 8452.9191 | 2872.8728 | 3762.0479 | 15087.8398 | 0 | 0 | 0 | 0 | 412.6484
7 | 188 | 5 | 11066.6209 | 4111.9618 | 1433.0653 | 16611.648 | 7625.9827 | 2581.251 | 3569.6656 | 13776.8993 | 0 | 0 | 0 | 0 | 2834.7487
7 | 188 | 6 | 11515.0911 | 4370.0647 | 1482.2603 | 17367.416 | 6807.2243 | 2381.612 | 3429.6985 | 12618.5347 | 574.6818 | 129.4078 | 541.1268 | 1245.2164 | 3503.6649
7 | 188 | 7 | 11750.3863 | 4548.3612 | 1510.1652 | 17808.9126 | 3912.5277 | 1606.9248 | 2039.2665 | 7558.7189 | 2007.9076 | 601.12 | 1444.2382 | 4053.2658 | 6196.9279
7 | 188 | 8 | 11937.3243 | 4702.1746 | 1519.2393 | 18158.7382 | 1740.2773 | 577.5046 | 1366.6379 | 3684.4197 | 2817.7499 | 932.2926 | 1879.5753 | 5629.6177 | 8844.7008
7 | 188 | 9 | 12062.3582 | 4844.3883 | 1534.2675 | 18441.014 | 1738.8085 | 366.7192 | 1614.2331 | 3719.7608 | 3000 | 1000 | 1996.4593 | 5996.4593 | 8724.794
7 | 188 | 10 | 12145.2511 | 4948.4681 | 1541.5508 | 18635.2701 | 1773.6468 | 199.1365 | 1733.7393 | 3706.5227 | 3000 | 1000 | 1999.2005 | 5999.2005 | 8929.5469
7 | 188 | 11 | 12307.2211 | 5060.454 | 1546.0125 | 18913.6876 | 1484.2346 | 78.7997 | 1613.7628 | 3176.7971 | 3000 | 1000 | 1980.0115 | 5980.0115 | 9756.879
7 | 188 | 12 | 12426.9796 | 5140.002 | 1547.6089 | 19114.5905 | 1297.4929 | 10.6912 | 1583.4607 | 2891.6448 | 2978.6865 | 1000 | 1948.7535 | 5927.44 | 10295.5057
7 | 188 | 13 | 12581.8532 | 5248.3935 | 1560.4811 | 19390.7279 | 1071.9891 | 0 | 1574.0529 | 2646.042 | 2954.1149 | 989.3433 | 1933.5514 | 5877.0096 | 10867.6763
7 | 188 | 14 | 12759.0235 | 5275.21 | 1570.4117 | 19604.6452 | 889.1147 | 0 | 1469.4176 | 2358.5323 | 2968.0298 | 989.3433 | 1948.7326 | 5906.1058 | 11340.0071
7 | 188 | 15 | 12931.5935 | 5206.9313 | 1583.3764 | 19721.9011 | 705.5358 | 2.9221 | 1386.2585 | 2094.7165 | 2988.4269 | 996.3007 | 1970.8088 | 5955.5364 | 11671.6482
7 | 188 | 16 | 12841.0742 | 5106.9143 | 1589.2105 | 19537.199 | 672.9376 | 0.053498 | 1286.4522 | 1959.4434 | 2988.4269 | 994.9092 | 1973.5918 | 5956.9279 | 11620.8278
7 | 188 | 17 | 12475.6914 | 4951.3423 | 1563.742 | 18990.7756 | 779.8091 | 23.7084 | 1228.639 | 2032.1565 | 2877.5835 | 957.3392 | 1885.2453 | 5720.1681 | 11238.4511
7 | 188 | 18 | 12091.9088 | 4789.0078 | 1537.6302 | 18418.5468 | 731.9409 | 115.34 | 1224.6704 | 2071.9512 | 2563.1087 | 858.544 | 1673.9947 | 5095.6473 | 11250.9482
7 | 188 | 19 | 11590.0659 | 4597.7023 | 1498.5766 | 17686.3449 | 874.5604 | 418.1498 | 1301.3647 | 2594.075 | 1469.4043 | 510.6737 | 935.2612 | 2915.3393 | 12176.9307
7 | 188 | 20 | 10619.51 | 4219.0982 | 1408.116 | 16246.7242 | 1343.339 | 700.8536 | 2089.849 | 4134.0415 | 66.7911 | 51.4848 | 36.1785 | 154.4544 | 11958.2282
7 | 188 | 21 | 9646.6111 | 3818.7317 | 1330.479 | 14795.8218 | 2229.6858 | 1354.5706 | 2290.4898 | 5874.7462 | 0 | 0 | 0 | 0 | 8921.0756
7 | 188 | 22 | 8923.7737 | 3500.9194 | 1280.6127 | 13705.3058 | 1925.6235 | 1304.2638 | 2206.9564 | 5436.8436 | 0 | 0 | 0 | 0 | 8268.4622
7 | 188 | 23 | 8455.8674 | 3284.548 | 1250.2865 | 12990.7019 | 1557.0909 | 1139.0256 | 2133.4944 | 4829.6109 | 0 | 0 | 0 | 0 | 8161.0909
7 | 188 | 24 | 8154.4837 | 3136.5432 | 1227.6563 | 12518.6832 | 1170.5178 | 713.4155 | 2138.1008 | 4022.0341 | 0 | 0 | 0 | 0 | 8496.6491
7 | 189 | 1 | 7999.4541 | 3044.0821 | 1217.6512 | 12261.1874 | 874.6346 | 484.6502 | 2131.2832 | 3490.568 | 0 | 0 | 0 | 0 | 8770.6195
7 | 189 | 2 | 8047.2012 | 3008.7329 | 1229.5534 | 12285.4876 | 589.8776 | 321.4256 | 2482.3707 | 3393.6738 | 0 | 0 | 0 | 0 | 8891.8137
7 | 189 | 3 | 8346.8676 | 3084.5857 | 1257.1391 | 12688.5924 | 604.3609 | 231.1621 | 2470.2407 | 3305.7637 | 0 | 0 | 0 | 0 | 9382.8287
7 | 189 | 4 | 9081.9171 | 3333.3058 | 1333.4365 | 13748.6595 | 594.2092 | 277.5106 | 2404.9969 | 3276.7166 | 0 | 0 | 0 | 0 | 10471.9429
7 | 189 | 5 | 9894.0203 | 3651.3851 | 1414.4377 | 14959.8431 | 588.8039 | 291.1009 | 2482.2425 | 3362.1473 | 0 | 0 | 0 | 0 | 11597.6958
7 | 189 | 6 | 10425.5421 | 3877.3057 | 1477.0534 | 15779.9012 | 511.0787 | 169.7881 | 2552.6691 | 3233.5359 | 551.0266 | 140.5396 | 519.9629 | 1211.5292 | 11334.8361
7 | 189 | 7 | 10751.3101 | 4042.5825 | 1509.8253 | 16303.7179 | 333.9085 | 86.4512 | 2117.6034 | 2537.9631 | 1831.1895 | 591.3796 | 1202.3586 | 3624.9278 | 10140.827
7 | 189 | 8 | 10937.4705 | 4153.7923 | 1521.0694 | 16612.3322 | 101.9309 | 0 | 1396.0997 | 1498.0305 | 2695.2994 | 889.1566 | 1795.3408 | 5379.7969 | 9734.5048
7 | 189 | 9 | 11124.89 | 4277.3447 | 1521.8857 | 16924.1204 | 86.5205 | 0 | 1272.1855 | 1358.706 | 2905.4131 | 968.471 | 1907.3841 | 5781.2682 | 9784.1462
7 | 189 | 10 | 11297.6157 | 4384.1297 | 1529.0199 | 17210.7653 | 90.1091 | 0 | 1371.7944 | 1461.9035 | 2955.5065 | 987.9518 | 1932.264 | 5875.7223 | 9873.1396
7 | 189 | 11 | 11581.8439 | 4536.2328 | 1533.1583 | 17651.2351 | 109.6706 | 0 | 1577.2119 | 1686.8825 | 2930.4598 | 978.2114 | 1906.0759 | 5814.7472 | 10149.6054
7 | 189 | 12 | 11795.176 | 4678.676 | 1529.5074 | 18003.3595 | 96.4486 | 0 | 1845.1733 | 1941.6219 | 2883.1495 | 967.0796 | 1871.5598 | 5721.7888 | 10339.9487
7 | 189 | 13 | 12075.6631 | 4801.8146 | 1535.0317 | 18412.5093 | 84.7435 | 0 | 2051.2639 | 2136.0075 | 2863.6687 | 958.7307 | 1854.9661 | 5677.3655 | 10599.1364
7 | 189 | 14 | 12345.2426 | 4911.47 | 1545.1042 | 18801.8168 | 104.7385 | 0 | 2342.8028 | 2447.5413 | 2880.3665 | 964.2966 | 1864.6232 | 5709.2863 | 10644.9891
7 | 189 | 15 | 12528.1679 | 4970.3446 | 1560.0596 | 19058.5721 | 167.245 | 1.1064 | 2556.59 | 2724.9414 | 2906.8046 | 967.0796 | 1870.2307 | 5744.1149 | 10589.5158
7 | 189 | 16 | 12478.4473 | 4926.6141 | 1554.1554 | 18959.2168 | 342.8314 | 70.4237 | 2819.3225 | 3232.5776 | 2760.699 | 968.471 | 1757.7082 | 5486.8783 | 10239.7609
7 | 189 | 17 | 12155.2479 | 4748.4579 | 1527.3625 | 18431.0682 | 553.3209 | 300.3768 | 3214.6675 | 4068.3652 | 2771.8309 | 930.9011 | 1655.8892 | 5358.6212 | 9004.0818
7 | 189 | 18 | 11824.3903 | 4578.0772 | 1511.3271 | 17913.7946 | 1071.6072 | 350.3131 | 3687.5773 | 5109.4976 | 2371.0843 | 830.7144 | 1208.5749 | 4410.3736 | 8393.9234
7 | 189 | 19 | 11378.0302 | 4397.0368 | 1472.8683 | 17247.9353 | 2210.9806 | 1065.0826 | 4108.3874 | 7384.4507 | 1326.0817 | 487.0185 | 692.0319 | 2505.1321 | 7358.3525
7 | 189 | 20 | 10490.2693 | 4023.6707 | 1394.7747 | 15908.7148 | 5542.2869 | 1975.8921 | 4257.66 | 11775.839 | 41.7444 | 43.1359 | 25.0467 | 109.927 | 4022.9487
7 | 189 | 21 | 9606.6041 | 3655.6551 | 1321.9391 | 14584.1983 | 6912.7537 | 2195.4805 | 4263.3809 | 13371.6151 | 0 | 0 | 0 | 0 | 1212.5832
7 | 189 | 22 | 8933.1487 | 3359.4854 | 1283.9995 | 13576.6337 | 7151.964 | 2067.7693 | 4259.3223 | 13479.0556 | 0 | 0 | 0 | 0 | 97.5781
7 | 189 | 23 | 8485.7163 | 3156.8634 | 1249.4233 | 12892.003 | 7028.0355 | 1716.5966 | 4187.6106 | 12932.2427 | 0 | 0 | 0 | 0 | -40.2397
7 | 189 | 24 | 8201.6095 | 3025.5799 | 1220.4402 | 12447.6296 | 6445.3218 | 1481.4153 | 4057.7284 | 11984.4656 | 0 | 0 | 0 | 0 | 463.164
7 | 190 | 1 | 8056.255 | 2955.8477 | 1213.2118 | 12225.3145 | 6567.0337 | 1296.0395 | 3833.9231 | 11696.9964 | 0 | 0 | 0 | 0 | 528.3181
7 | 190 | 2 | 8119.3942 | 2952.9637 | 1225.0148 | 12297.3727 | 5973.0916 | 1383.1322 | 3291.3891 | 10647.613 | 0 | 0 | 0 | 0 | 1649.7598
7 | 190 | 3 | 8428.2932 | 3050.0437 | 1256.0193 | 12734.3562 | 5581.2298 | 1545.5985 | 2890.9519 | 10017.7802 | 0 | 0 | 0 | 0 | 2716.576
7 | 190 | 4 | 9158.7042 | 3307.6219 | 1330.6115 | 13796.9376 | 5168.5013 | 1673.0015 | 2713.0022 | 9554.505 | 0 | 0 | 0 | 0 | 4242.4326
7 | 190 | 5 | 10023.2277 | 3660.077 | 1415.6065 | 15098.9112 | 4869.3837 | 1544.4428 | 2530.9845 | 8944.811 | 0 | 0 | 0 | 0 | 6154.1002
7 | 190 | 6 | 10621.4986 | 3941.2437 | 1487.1682 | 16049.9104 | 4590.3959 | 1393.5625 | 2359.8698 | 8343.8282 | 493.9759 | 139.1481 | 425.3467 | 1058.4707 | 6647.6115
7 | 190 | 7 | 11020.5036 | 4149.6294 | 1520.4396 | 16690.5727 | 3526.8229 | 929.5563 | 2112.4128 | 6568.792 | 1626.6417 | 566.3329 | 1236.333 | 3429.3077 | 6692.4729
7 | 190 | 8 | 11296.1405 | 4341.3093 | 1524.9081 | 17162.3579 | 1650.0744 | 189.1413 | 1712.7378 | 3551.9536 | 2622.9423 | 859.9355 | 1753.9923 | 5236.8701 | 8373.5342
7 | 190 | 9 | 11584.313 | 4516.2091 | 1523.4309 | 17623.953 | 873.6537 | 36.3072 | 1693.66 | 2603.6208 | 2856.7113 | 937.8585 | 1888.0283 | 5682.5981 | 9337.7341
7 | 190 | 10 | 11846.185 | 4652.1169 | 1524.1767 | 18022.4786 | 518.6642 | 4.4987 | 1978.29 | 2501.4529 | 2913.762 | 960.1222 | 1914.2789 | 5788.1631 | 9732.8626
7 | 190 | 11 | 12183.5376 | 4814.1791 | 1530.9734 | 18528.6901 | 478.7294 | 0.063342 | 2206.2781 | 2685.0708 | 2888.7154 | 958.7307 | 1900.4683 | 5747.9144 | 10095.7049
7 | 190 | 12 | 12381.1988 | 4922.771 | 1526.8426 | 18830.8125 | 777.1817 | 29.7539 | 2456.2426 | 3263.1781 | 2858.1027 | 947.5988 | 1872.8679 | 5678.5694 | 9889.0649
7 | 190 | 13 | 12589.1349 | 5002.7729 | 1524.6222 | 19116.53 | 1372.8976 | 155.2767 | 2551.3523 | 4079.5265 | 2841.405 | 943.4243 | 1864.5815 | 5649.4108 | 9387.5927
7 | 190 | 14 | 12753.0777 | 5064.1229 | 1530.5211 | 19347.7217 | 1860.8172 | 206.7264 | 2791.7658 | 4859.3093 | 2863.6687 | 947.5988 | 1879.742 | 5691.0095 | 8797.4029
7 | 190 | 15 | 12757.7495 | 5072.366 | 1539.8367 | 19369.9522 | 2371.2102 | 317.3511 | 2722.0602 | 5410.6215 | 2890.1068 | 953.1648 | 1899.0768 | 5742.3484 | 8216.9823
7 | 190 | 16 | 12510.0776 | 4973.8242 | 1527.8363 | 19011.7381 | 2781.9487 | 414.0361 | 2590.7144 | 5786.6991 | 2885.9325 | 948.9903 | 1897.7062 | 5732.629 | 7492.41
7 | 190 | 17 | 12078.8318 | 4769.1706 | 1501.3035 | 18349.3059 | 3176.6689 | 653.3026 | 2567.9898 | 6397.9613 | 2776.0054 | 912.8118 | 1816.2339 | 5505.0511 | 6446.2935
7 | 190 | 18 | 11717.2107 | 4568.9862 | 1488.8271 | 17775.0241 | 3806.4652 | 847.984 | 2694.6026 | 7349.0518 | 2435.0924 | 798.7103 | 1592.6683 | 4826.471 | 5599.5013
7 | 190 | 19 | 11276.0878 | 4404.7669 | 1461.406 | 17142.2608 | 5749.1187 | 1287.6516 | 3500.8726 | 10537.6429 | 1358.0858 | 453.6229 | 874.6403 | 2686.3491 | 3918.2688
7 | 190 | 20 | 10467.5253 | 4086.3979 | 1392.694 | 15946.6172 | 8942.9321 | 2182.6935 | 3775.5748 | 14901.2005 | 38.9615 | 33.3956 | 22.2637 | 94.6207 | 950.796
7 | 190 | 21 | 9623.6341 | 3731.8886 | 1322.1661 | 14677.6887 | 9814.1786 | 2636.6897 | 4020.7089 | 16471.5772 | 0 | 0 | 0 | 0 | -1793.8885
7 | 190 | 22 | 8917.2849 | 3441.6473 | 1257.0809 | 13616.0131 | 9505.4844 | 2909.6915 | 3985.2678 | 16400.4437 | 0 | 0 | 0 | 0 | -2784.4305
7 | 190 | 23 | 8470.4872 | 3242.9784 | 1225.1898 | 12938.6553 | 8685.0862 | 2798.096 | 3770.5492 | 15253.7315 | 0 | 0 | 0 | 0 | -2315.0762
7 | 190 | 24 | 8162.2612 | 3107.8459 | 1203.1292 | 12473.2362 | 7234.2165 | 2091.5921 | 3520.0334 | 12845.842 | 0 | 0 | 0 | 0 | -372.6058
7 | 191 | 1 | 7993.9434 | 3024.6447 | 1190.2106 | 12208.7987 | 6649.7508 | 1889.2611 | 2946.8039 | 11485.8158 | 0 | 0 | 0 | 0 | 722.9829
7 | 191 | 2 | 7923.1384 | 2984.8837 | 1188.4619 | 12096.484 | 5858.0389 | 1678.3478 | 2269.1311 | 9805.5178 | 0 | 0 | 0 | 0 | 2290.9663
7 | 191 | 3 | 7951.2289 | 2987.0142 | 1193.4295 | 12131.6727 | 5814.5297 | 1362.434 | 1897.1259 | 9074.0896 | 0 | 0 | 0 | 0 | 3057.583
7 | 191 | 4 | 8242.5876 | 3073.0595 | 1238.622 | 12554.2691 | 5521.1808 | 1105.6585 | 1611.3678 | 8238.2071 | 0 | 0 | 0 | 0 | 4316.062
7 | 191 | 5 | 8800.6884 | 3298.1773 | 1300.9889 | 13399.8546 | 5514.183 | 977.9936 | 1482.8815 | 7975.0581 | 0 | 0 | 0 | 0 | 5424.7965
7 | 191 | 6 | 9423.2026 | 3558.2944 | 1363.2445 | 14344.7415 | 5126.986 | 1101.7759 | 1405.8032 | 7634.5651 | 493.9759 | 125.2333 | 395.0883 | 1014.2975 | 5695.8789
7 | 191 | 7 | 9934.9999 | 3797.0091 | 1410.9488 | 15142.9579 | 3801.4258 | 1107.299 | 1115.539 | 6024.2639 | 1790.8366 | 559.3755 | 1060.4529 | 3410.665 | 5708.029
7 | 191 | 8 | 10309.8417 | 4025.1276 | 1433.7359 | 15768.7052 | 2257.9956 | 512.4506 | 926.0192 | 3696.4654 | 2583.9809 | 846.0207 | 1166.9184 | 4596.92 | 7475.3198
7 | 191 | 9 | 10533.0213 | 4251.0518 | 1437.1226 | 16221.1957 | 2469.9021 | 153.8176 | 459.3108 | 3083.0305 | 2819.1413 | 921.1607 | 1699.9582 | 5440.2602 | 7697.9049
7 | 191 | 10 | 10694.0581 | 4421.9113 | 1441.5017 | 16557.4711 | 2541.9055 | 82.3731 | 548.6436 | 3172.9222 | 2802.4435 | 944.8159 | 1648.4734 | 5395.7328 | 7988.816
7 | 191 | 11 | 10848.5372 | 4588.012 | 1438.722 | 16875.2712 | 2050.5688 | 114.5897 | 560.7607 | 2725.9192 | 2849.7539 | 943.4243 | 1383.3391 | 5176.5173 | 8972.8347
7 | 191 | 12 | 11001.9829 | 4736.2403 | 1432.6534 | 17170.8766 | 2088.4763 | 262.6857 | 828.7826 | 3179.9446 | 2805.2265 | 929.5095 | 1683.3855 | 5418.1216 | 8572.8103
7 | 191 | 13 | 11116.0959 | 4854.3957 | 1428.1397 | 17398.6313 | 2715.9818 | 375.1169 | 1374.2676 | 4465.3663 | 2631.2913 | 921.1607 | 1776.2976 | 5328.7495 | 7604.5155
7 | 191 | 14 | 11286.1812 | 4926.7123 | 1435.7256 | 17648.6191 | 3392.1936 | 489.0442 | 1529.6696 | 5410.9073 | 2794.0947 | 926.7266 | 1813.4509 | 5534.2723 | 6703.4395
7 | 191 | 15 | 11375.9442 | 4918.8115 | 1449.6727 | 17744.4285 | 3919.421 | 494.7376 | 1170.1338 | 5584.2924 | 2814.9668 | 932.2926 | 1419.7214 | 5166.9808 | 6993.1553
7 | 191 | 16 | 11304.6915 | 4787.9026 | 1446.0917 | 17538.6858 | 5067.0394 | 589.3417 | 1656.3427 | 7312.7238 | 2791.3117 | 926.7266 | 684.1414 | 4402.1798 | 5823.7822
7 | 191 | 17 | 11166.4583 | 4643.2434 | 1429.4625 | 17239.1642 | 4880.9123 | 563.5038 | 3226.8929 | 8671.309 | 2462.9221 | 889.1566 | 1096.3143 | 4448.3931 | 4119.4621
7 | 191 | 18 | 11115.3091 | 4558.957 | 1421.5784 | 17095.8445 | 4324.4011 | 547.4942 | 2384.6678 | 7256.563 | 1128.4914 | 770.8807 | 545.8711 | 2445.2432 | 7394.0382
7 | 191 | 19 | 10855.6218 | 4423.2481 | 1389.3759 | 16668.2458 | 5605.8532 | 1194.5415 | 2679.657 | 9480.0517 | 396.5722 | 310.3004 | 282.853 | 989.7256 | 6198.4686
7 | 191 | 20 | 10267.2831 | 4174.7437 | 1336.5469 | 15778.5737 | 5481.9201 | 1423.3341 | 3627.7126 | 10532.9668 | 0 | 22.2637 | 0 | 22.2637 | 5223.3432
7 | 191 | 21 | 9595.022 | 3861.9627 | 1285.2556 | 14742.2404 | 6641.9414 | 1007.9477 | 3919.4051 | 11569.2941 | 0 | 0 | 0 | 0 | 3172.9462
7 | 191 | 22 | 9024.3615 | 3601.2088 | 1240.5323 | 13866.1027 | 6879.3695 | 885.7766 | 3981.1412 | 11746.2873 | 0 | 0 | 0 | 0 | 2119.8154
7 | 191 | 23 | 8621.3279 | 3426.1688 | 1213.0519 | 13260.5487 | 7016.976 | 925.5574 | 4107.3085 | 12049.842 | 0 | 0 | 0 | 0 | 1210.7067
7 | 191 | 24 | 8354.4883 | 3295.8449 | 1196.1074 | 12846.4406 | 6807.8403 | 967.4472 | 4007.0493 | 11782.3368 | 0 | 0 | 0 | 0 | 1064.1037
7 | 192 | 1 | 8200.7835 | 3213.9272 | 1188.8501 | 12603.5608 | 6633.2677 | 639.3147 | 3731.59 | 11004.1724 | 0 | 0 | 0 | 0 | 1599.3884
7 | 192 | 2 | 8143.055 | 3162.5233 | 1187.7995 | 12493.3779 | 6849.9297 | 1041.3753 | 3659.5016 | 11550.8067 | 0 | 0 | 0 | 0 | 942.5713
7 | 192 | 3 | 8159.3822 | 3157.92 | 1198.321 | 12515.6232 | 6645.8547 | 2027.5767 | 3553.7541 | 12227.1854 | 0 | 0 | 0 | 0 | 288.4378
7 | 192 | 4 | 8344.2092 | 3189.2139 | 1228.9933 | 12762.4165 | 6890.0815 | 2559.0348 | 3139.694 | 12588.8103 | 0 | 0 | 0 | 0 | 173.6062
7 | 192 | 5 | 8747.9537 | 3333.0159 | 1288.6996 | 13369.6692 | 6244.8295 | 2759.1929 | 3060.0756 | 12064.098 | 0 | 0 | 0 | 0 | 1305.5712
7 | 192 | 6 | 9315.8599 | 3553.0626 | 1358.0338 | 14226.9564 | 5449.2294 | 2992.6743 | 2677.7726 | 11119.6763 | 169.7607 | 107.1441 | 102.0945 | 378.9993 | 2728.2808
7 | 192 | 7 | 9897.981 | 3783.1864 | 1407.7883 | 15088.9557 | 4578.183 | 2607.674 | 1521.6157 | 8707.4727 | 770.8807 | 455.0144 | 204.0849 | 1429.9799 | 4951.503
7 | 192 | 8 | 10459.2044 | 4076.2188 | 1437.6389 | 15973.0622 | 2374.5854 | 1467.0805 | 555.1713 | 4396.8373 | 1776.9217 | 446.6655 | 1028.5621 | 3252.1493 | 8324.0756
7 | 192 | 9 | 11025.9872 | 4351.934 | 1456.7845 | 16834.7056 | 1737.0967 | 1007.4942 | 283.3466 | 3027.9374 | 2330.7314 | 848.8037 | 1581.8744 | 4761.4094 | 9045.3587
7 | 192 | 10 | 11553.2795 | 4560.8415 | 1453.1824 | 17567.3034 | 1727.8845 | 702.6132 | 171.9094 | 2602.4071 | 2785.7457 | 928.1181 | 1852.2666 | 5566.1304 | 9398.766
7 | 192 | 11 | 11979.2976 | 4699.3361 | 1454.7646 | 18133.3984 | 1730.512 | 602.6488 | 161.3787 | 2494.5395 | 2795.4862 | 932.2926 | 1890.6863 | 5618.4651 | 10020.3939
7 | 192 | 12 | 12325.7763 | 4816.542 | 1452.9811 | 18595.2994 | 1667.581 | 566.1863 | 128.251 | 2362.0183 | 2707.8228 | 908.6373 | 1874.1343 | 5490.5945 | 10742.6866
7 | 192 | 13 | 12655.8307 | 4907.7896 | 1470.9682 | 19034.5885 | 1604.8631 | 556.7799 | 122.5607 | 2284.2037 | 2522.7557 | 791.7529 | 1867.1978 | 5181.7064 | 11568.6784
7 | 192 | 14 | 13007.3744 | 5048.1027 | 1499.7603 | 19555.2374 | 1723.4366 | 525.5719 | 156.5751 | 2405.5836 | 2202.715 | 734.7022 | 1618.331 | 4555.7482 | 12593.9056
7 | 192 | 15 | 13323.3441 | 5184.0674 | 1535.3753 | 20042.7869 | 1796.3861 | 491.0258 | 200.9034 | 2488.3152 | 2700.8654 | 919.7692 | 1724.359 | 5344.9936 | 12209.4781
7 | 192 | 16 | 13328.417 | 5211.5402 | 1535.1286 | 20075.0859 | 1854.3868 | 389.9708 | 287.3634 | 2531.721 | 2780.1799 | 712.4385 | 1807.0561 | 5299.6745 | 12243.6904
7 | 192 | 17 | 13059.2232 | 5091.5279 | 1517.5128 | 19668.2639 | 2097.6884 | 465.1785 | 291.5172 | 2854.3842 | 2664.6869 | 128.0163 | 1831.1234 | 4623.8266 | 12190.0531
7 | 192 | 18 | 12832.275 | 4960.8422 | 1503.1705 | 19296.2877 | 2296.5948 | 576.046 | 367.1769 | 3239.8177 | 2293.1613 | 86.2718 | 1533.5176 | 3912.9508 | 12143.5192
7 | 192 | 19 | 12429.2628 | 4795.0337 | 1462.4123 | 18686.7088 | 3981.7762 | 1172.8828 | 524.2761 | 5678.9352 | 891.9396 | 281.0793 | 753.1022 | 1926.121 | 11081.6527
7 | 192 | 20 | 11519.491 | 4417.9577 | 1391.246 | 17328.6948 | 7582.3105 | 1270.1246 | 1847.9212 | 10700.3563 | 23.6552 | 0 | 0 | 23.6552 | 6604.6833
7 | 192 | 21 | 10580.8923 | 4049.5425 | 1323.7701 | 15954.2049 | 6934.3362 | 1846.8515 | 2016.3673 | 10797.555 | 0 | 0 | 0 | 0 | 5156.6499
7 | 192 | 22 | 9848.2426 | 3750.1212 | 1280.6252 | 14878.9891 | 6488.825 | 965.781 | 2382.1736 | 9836.7795 | 0 | 0 | 0 | 0 | 5042.2096
7 | 192 | 23 | 9369.7877 | 3547.1719 | 1257.1102 | 14174.0698 | 6193.5191 | 1154.6088 | 2754.8793 | 10103.0072 | 0 | 0 | 0 | 0 | 4071.0625
7 | 192 | 24 | 9050.4858 | 3403.9429 | 1242.8599 | 13697.2886 | 6313.1637 | 1277.3642 | 2902.5723 | 10493.1002 | 0 | 0 | 0 | 0 | 3204.1884
7 | 193 | 1 | 8897.9325 | 3316.2081 | 1235.95 | 13450.0906 | 5964.8456 | 1821.5499 | 2740.6062 | 10527.0017 | 0 | 0 | 0 | 0 | 2923.0889
7 | 193 | 2 | 8977.1018 | 3314.3462 | 1250.1215 | 13541.5696 | 5289.557 | 2001.8337 | 2451.3226 | 9742.7133 | 0 | 0 | 0 | 0 | 3798.8563
7 | 193 | 3 | 9360.0058 | 3435.9425 | 1275.1087 | 14071.057 | 4519.4203 | 1799.9642 | 1924.9006 | 8244.2852 | 0 | 0 | 0 | 0 | 5826.7718
7 | 193 | 4 | 10158.0475 | 3727.8575 | 1345.0247 | 15230.9298 | 3563.1788 | 1758.4698 | 1452.7987 | 6774.4474 | 0 | 0 | 0 | 0 | 8456.4824
7 | 193 | 5 | 11093.7015 | 4143.5343 | 1423.1313 | 16660.3671 | 2693.5895 | 1608.7244 | 1094.2873 | 5396.6012 | 0 | 0 | 0 | 0 | 11263.7659
7 | 193 | 6 | 11811.0544 | 4496.3054 | 1488.0408 | 17795.4006 | 2108.7652 | 1632.3843 | 1023.6517 | 4764.8012 | 545.4607 | 116.8844 | 507.6896 | 1170.0348 | 11860.5646
7 | 193 | 7 | 12368.3013 | 4816.3712 | 1524.864 | 18709.5365 | 1500.419 | 1134.9042 | 477.0036 | 3112.3268 | 1840.9299 | 566.3329 | 1136.3801 | 3543.643 | 12053.5667
7 | 193 | 8 | 12943.7649 | 5147.4431 | 1553.4066 | 19644.6146 | 489.1011 | 352.3551 | 98.2583 | 939.7144 | 2666.0783 | 884.9821 | 1215.6828 | 4766.7432 | 13938.157
7 | 193 | 9 | 13492.5921 | 5428.0434 | 1571.9471 | 20492.5827 | 343.1762 | 133.8128 | 49.0102 | 525.9992 | 2905.4131 | 967.0796 | 1263.3265 | 5135.8191 | 14830.7644
7 | 193 | 10 | 13966.6461 | 5654.9659 | 1589.2243 | 21210.8363 | 213.2307 | 62.9481 | 34.8307 | 311.0095 | 2956.898 | 985.1688 | 1499.2442 | 5441.311 | 15458.5157
7 | 193 | 11 | 14411.5789 | 5875.1115 | 1606.8486 | 21893.539 | 370.8194 | 59.8475 | 99.8706 | 530.5375 | 2930.4597 | 976.82 | 1629.2055 | 5536.4852 | 15826.5163
7 | 193 | 12 | 14652.1537 | 5999.7626 | 1611.1838 | 22263.1002 | 479.0215 | 37.2792 | 199.8361 | 716.1368 | 2810.7924 | 962.9051 | 1391.438 | 5165.1354 | 16381.828
7 | 193 | 13 | 14921.9342 | 6081.8136 | 1614.6421 | 22618.3899 | 476.5042 | 39.164 | 170.099 | 685.7672 | 2429.5265 | 951.7733 | 1316.8841 | 4698.1839 | 17234.4389
7 | 193 | 14 | 15194.9077 | 6139.5796 | 1629.6465 | 22964.1338 | 439.201 | 24.3734 | 189.5687 | 653.1431 | 2254.1999 | 948.9903 | 1043.4915 | 4246.6817 | 18064.309
7 | 193 | 15 | 15394.4873 | 6158.1503 | 1641.7447 | 23194.3824 | 468.473 | 12.4949 | 180.205 | 661.1728 | 2567.2832 | 947.5988 | 1281.5779 | 4796.4599 | 17736.7496
7 | 193 | 16 | 15324.5789 | 6051.475 | 1645.1524 | 23021.2063 | 336.6742 | 2.8141 | 178.0705 | 517.5588 | 2012.0821 | 901.6799 | 1393.5497 | 4307.3117 | 18196.3358
7 | 193 | 17 | 14931.0706 | 5823.9684 | 1618.4152 | 22373.4541 | 376.387 | 68.2317 | 221.0251 | 665.6437 | 2077.4817 | 875.2418 | 1750.0887 | 4702.8122 | 17004.9982
7 | 193 | 18 | 14541.8814 | 5641.9636 | 1593.6738 | 21777.5188 | 351.0187 | 211.006 | 401.6122 | 963.6369 | 2055.218 | 788.9699 | 1064.4652 | 3908.6531 | 16905.2288
7 | 193 | 19 | 13898.9058 | 5354.9785 | 1536.796 | 20790.6803 | 543.2604 | 550.5162 | 520.6244 | 1614.4009 | 1264.8566 | 445.274 | 772.2749 | 2482.4055 | 16693.8739
7 | 193 | 20 | 12794.6883 | 4895.5139 | 1449.537 | 19139.7392 | 1838.1127 | 1632.919 | 797.0922 | 4268.1239 | 13.9148 | 16.6978 | 0 | 30.6126 | 14841.0027
7 | 193 | 21 | 11709.8109 | 4435.7306 | 1369.6862 | 17515.2277 | 3972.7497 | 1187.0144 | 1209.8297 | 6369.5938 | 0 | 0 | 0 | 0 | 11145.6338
7 | 193 | 22 | 10924.3971 | 4084.9638 | 1316.0058 | 16325.3668 | 4798.2488 | 871.2316 | 942.5898 | 6612.0702 | 0 | 0 | 0 | 0 | 9713.2966
7 | 193 | 23 | 10364.5736 | 3854.8443 | 1283.1988 | 15502.6167 | 4927.4513 | 726.9379 | 824.9549 | 6479.3441 | 0 | 0 | 0 | 0 | 9023.2727
7 | 193 | 24 | 10022.335 | 3693.4637 | 1262.4985 | 14978.2972 | 4619.5852 | 597.1344 | 693.3906 | 5910.1102 | 0 | 0 | 0 | 0 | 9068.187
7 | 194 | 1 | 9843.9267 | 3600.9425 | 1254.7943 | 14699.6635 | 4065.8619 | 537.7349 | 647.0482 | 5250.645 | 0 | 0 | 0 | 0 | 9449.0184
7 | 194 | 2 | 9900.5239 | 3591.7508 | 1268.9064 | 14761.1811 | 2719.9807 | 371.8268 | 451.223 | 3543.0305 | 0 | 0 | 0 | 0 | 11218.1506
7 | 194 | 3 | 10283.4834 | 3718.4869 | 1311.3322 | 15313.3025 | 2034.5799 | 258.3025 | 325.5788 | 2618.4612 | 0 | 0 | 0 | 0 | 12694.8413
7 | 194 | 4 | 11153.618 | 4028.7266 | 1385.9212 | 16568.2658 | 1388.642 | 223.4963 | 194.2668 | 1806.4051 | 0 | 0 | 0 | 0 | 14761.8608
7 | 194 | 5 | 12194.3498 | 4427.5963 | 1459.1621 | 18081.1082 | 947.3128 | 335.3309 | 103.145 | 1385.7887 | 0 | 0 | 0 | 0 | 16695.3195
7 | 194 | 6 | 13027.2132 | 4744.3941 | 1516.4999 | 19288.1073 | 825.8336 | 407.7393 | 66.8713 | 1300.4442 | 260.207 | 97.4037 | 405.6159 | 763.2267 | 17224.4365
7 | 194 | 7 | 13741.13 | 5007.224 | 1551.0752 | 20299.4293 | 535.4325 | 365.3641 | 48.7572 | 949.5538 | 1032.4792 | 489.8014 | 1216.1231 | 2738.4037 | 16611.4717
7 | 194 | 8 | 14373.3988 | 5281.2745 | 1571.4272 | 21226.1005 | 65.6806 | 170.4778 | 1.815 | 237.9734 | 1249.5503 | 819.5825 | 1520.3483 | 3589.4811 | 17398.646
7 | 194 | 9 | 14859.0026 | 5532.618 | 1587.9627 | 21979.5833 | 8.9718 | 87.2451 | 3.614 | 99.8308 | 2330.7313 | 919.7692 | 1869.9599 | 5120.4604 | 16759.2921
7 | 194 | 10 | 15089.906 | 5712.797 | 1584.1102 | 22386.8133 | 44.0491 | 25.2509 | 0.029616 | 69.3297 | 2631.2914 | 947.5988 | 1901.7764 | 5480.6666 | 16836.817
7 | 194 | 11 | 15064.3251 | 5854.3429 | 1576.2342 | 22494.9021 | 50.0242 | 2.1156 | 25.2265 | 77.3663 | 2841.405 | 936.4669 | 1885.2245 | 5663.0965 | 16754.4394
7 | 194 | 12 | 14495.1266 | 5818.6085 | 1570.6485 | 21884.3836 | 56.9266 | 0.46689 | 51.2373 | 108.6308 | 2803.8351 | 756.9659 | 1814.4465 | 5375.2475 | 16400.5054
7 | 194 | 13 | 14205.6571 | 5490.976 | 1560.6649 | 21257.298 | 134.4619 | 42.555 | 87.3206 | 264.3375 | 2625.7253 | 594.1625 | 1772.6441 | 4992.5319 | 16000.4285
7 | 194 | 14 | 14063.8879 | 5221.1717 | 1573.2016 | 20858.2612 | 341.9254 | 133.202 | 134.4164 | 609.5438 | 2746.7842 | 882.1992 | 1876.9799 | 5505.9633 | 14742.7541
7 | 194 | 15 | 13945.6717 | 5109.7635 | 1604.8527 | 20660.288 | 540.9239 | 339.0385 | 218.9592 | 1098.9216 | 2486.5772 | 690.1748 | 1809.9224 | 4986.6744 | 14574.692
7 | 194 | 16 | 13662.737 | 4991.0336 | 1619.5317 | 20273.3023 | 541.7642 | 788.5381 | 414.2929 | 1744.5952 | 2158.1876 | 901.6799 | 1851.1043 | 4910.9718 | 13617.7352
7 | 194 | 17 | 13317.9324 | 4831.784 | 1601.9893 | 19751.7056 | 865.2843 | 837.1347 | 610.174 | 2312.5929 | 2387.7821 | 847.4122 | 1814.6756 | 5049.8699 | 12389.2428
7 | 194 | 18 | 13008.3783 | 4698.9385 | 1572.5069 | 19279.8237 | 2149.0777 | 1239.8666 | 814.3324 | 4203.2767 | 989.3433 | 723.5703 | 1055.869 | 2768.7826 | 12307.7645
7 | 194 | 19 | 12411.5758 | 4506.4828 | 1523.427 | 18441.4856 | 3400.5468 | 1566.0785 | 1165.7898 | 6132.4151 | 446.6655 | 391.0063 | 437.7985 | 1275.4703 | 11033.6002
7 | 194 | 20 | 11478.2537 | 4186.484 | 1440.8745 | 17105.6122 | 5490.745 | 2101.2017 | 1928.1139 | 9520.0605 | 0 | 6.9574 | 0 | 6.9574 | 7578.5942
7 | 194 | 21 | 10550.1945 | 3843.186 | 1362.4525 | 15755.833 | 5584.577 | 2431.751 | 2820.4252 | 10836.7532 | 0 | 0 | 0 | 0 | 4919.0798
7 | 194 | 22 | 9880.2228 | 3574.1086 | 1310.7212 | 14765.0526 | 6197.5701 | 2445.5872 | 2768.635 | 11411.7923 | 0 | 0 | 0 | 0 | 3353.2604
7 | 194 | 23 | 9439.0805 | 3400.0972 | 1279.9044 | 14119.0821 | 5231.7963 | 1925.4415 | 2975.8164 | 10133.0541 | 0 | 0 | 0 | 0 | 3986.028
7 | 194 | 24 | 9146.5134 | 3273.8976 | 1261.6346 | 13682.0456 | 4414.7812 | 1838.0271 | 2936.6929 | 9189.5013 | 0 | 0 | 0 | 0 | 4492.5443
7 | 195 | 1 | 9002.0374 | 3192.9681 | 1252.291 | 13447.2965 | 4105.1901 | 1766.0548 | 2759.8051 | 8631.05 | 0 | 0 | 0 | 0 | 4816.2466
7 | 195 | 2 | 9090.788 | 3184.0846 | 1258.4068 | 13533.2794 | 4018.6475 | 1563.3527 | 2582.4672 | 8164.4674 | 0 | 0 | 0 | 0 | 5368.812
7 | 195 | 3 | 9458.6469 | 3298.0137 | 1297.2075 | 14053.868 | 3764.7167 | 1348.1577 | 2317.2213 | 7430.0957 | 0 | 0 | 0 | 0 | 6623.7723
7 | 195 | 4 | 10196.8504 | 3544.6569 | 1369.8004 | 15111.3077 | 3504.5744 | 1315.1081 | 2128.9024 | 6948.585 | 0 | 0 | 0 | 0 | 8162.7227
7 | 195 | 5 | 10944.6206 | 3887.3156 | 1443.4837 | 16275.4199 | 3249.0006 | 1246.6218 | 2000.5768 | 6496.1992 | 0 | 0 | 0 | 0 | 9779.2206
7 | 195 | 6 | 11412.7185 | 4114.2178 | 1506.8698 | 17033.8061 | 3036.1157 | 1103.7402 | 1859.0142 | 5998.8701 | 303.3429 | 64.0081 | 218.1618 | 585.5129 | 10449.4231
7 | 195 | 7 | 11661.3901 | 4250.8987 | 1536.7067 | 17448.9955 | 2250.7991 | 642.4015 | 1627.516 | 4520.7165 | 1214.7633 | 297.777 | 738.1619 | 2250.7022 | 10677.5768
7 | 195 | 8 | 11808.6862 | 4394.6877 | 1550.2543 | 17753.6282 | 1102.7544 | 264.5775 | 1389.6013 | 2756.9332 | 1626.6417 | 72.357 | 766.6375 | 2465.6362 | 12531.0588
7 | 195 | 9 | 11904.6283 | 4540.9263 | 1553.5543 | 17999.1089 | 879.9287 | 121.8143 | 1283.4529 | 2285.196 | 1846.4958 | 353.4363 | 1178.2777 | 3378.2098 | 12335.7031
7 | 195 | 10 | 12062.8849 | 4631.6835 | 1548.6292 | 18243.1976 | 827.2586 | 49.7675 | 1142.8489 | 2019.875 | 1408.1792 | 507.8907 | 911.6804 | 2827.7503 | 13395.5724
7 | 195 | 11 | 12281.96 | 4729.9859 | 1554.7101 | 18566.656 | 946.6172 | 28.1495 | 1110.1757 | 2084.9425 | 1910.5039 | 783.4041 | 1258.6131 | 3952.5211 | 12529.1925
7 | 195 | 12 | 12470.4998 | 4818.1715 | 1551.3518 | 18840.0232 | 882.8486 | 46.2813 | 1133.744 | 2062.8739 | 1600.2036 | 365.9596 | 1024.5199 | 2990.6831 | 13786.4663
7 | 195 | 13 | 12727.3609 | 4920.2617 | 1559.9893 | 19207.612 | 1171.2494 | 177.9239 | 1109.2267 | 2458.4 | 1948.074 | 832.1059 | 838.8622 | 3619.042 | 13130.17
7 | 195 | 14 | 13018.2342 | 5021.8163 | 1571.8261 | 19611.8766 | 1681.4047 | 336.3752 | 1199.0018 | 3216.7817 | 1604.378 | 880.8077 | 508.3609 | 2993.5467 | 13401.5482
7 | 195 | 15 | 13188.326 | 5062.9886 | 1591.7228 | 19843.0374 | 1954.7722 | 510.7236 | 1489.2534 | 3954.7492 | 1527.8465 | 765.3148 | 219.9745 | 2513.1359 | 13375.1523
7 | 195 | 16 | 13106.5867 | 4993.628 | 1594.4149 | 19694.6296 | 2276.2853 | 840.814 | 1610.864 | 4727.9634 | 1202.24 | 514.8481 | 377.337 | 2094.425 | 12872.2412
7 | 195 | 17 | 12704.5045 | 4778.9429 | 1564.2141 | 19047.6615 | 3717.541 | 1158.2578 | 1644.5168 | 6520.3156 | 872.4589 | 617.8177 | 158.0038 | 1648.2804 | 10879.0655
7 | 195 | 18 | 12270.5018 | 4564.6672 | 1536.1867 | 18371.3557 | 4147.3627 | 1442.5543 | 2074.6348 | 7664.5518 | 225.42 | 129.4078 | 114.5762 | 469.4039 | 10237.3999
7 | 195 | 19 | 11702.2885 | 4352.5908 | 1490.6843 | 17545.5636 | 5031.9362 | 1775.5261 | 2367.3149 | 9174.7772 | 18.0893 | 5.5659 | 20.6014 | 44.2565 | 8326.5299
7 | 195 | 20 | 10684.6057 | 3966.1613 | 1405.5174 | 16056.2844 | 5699.9042 | 2580.4445 | 2497.1306 | 10777.4793 | 0 | 0 | 0 | 0 | 5278.8051
7 | 195 | 21 | 9658.1716 | 3566.4358 | 1327.9634 | 14552.5707 | 4204.9249 | 2537.1765 | 2502.1383 | 9244.2397 | 0 | 0 | 0 | 0 | 5308.331
7 | 195 | 22 | 8917.7489 | 3273.7417 | 1273.8548 | 13465.3454 | 2685.9612 | 2033.6908 | 2551.2266 | 7270.8786 | 0 | 0 | 0 | 0 | 6194.4668
7 | 195 | 23 | 8430.9529 | 3077.8967 | 1241.2526 | 12750.1022 | 3342.8233 | 1440.303 | 2436.4795 | 7219.6058 | 0 | 0 | 0 | 0 | 5530.4964
7 | 195 | 24 | 8097.3513 | 2940.1874 | 1221.7608 | 12259.2995 | 2940.9016 | 998.1464 | 2206.0377 | 6145.0858 | 0 | 0 | 0 | 0 | 6114.2137
7 | 196 | 1 | 7924.4592 | 2860.4402 | 1211.0246 | 11995.924 | 2650.2777 | 890.3604 | 1999.379 | 5540.017 | 0 | 0 | 0 | 0 | 6455.9069
7 | 196 | 2 | 7962.8029 | 2852.0858 | 1221.3171 | 12036.2059 | 2955.4684 | 928.3473 | 1689.861 | 5573.6767 | 0 | 0 | 0 | 0 | 6462.5292
7 | 196 | 3 | 8265.9354 | 2949.6045 | 1247.422 | 12462.9619 | 2542.6169 | 800.9125 | 1583.8524 | 4927.3818 | 0 | 0 | 0 | 0 | 7535.58
7 | 196 | 4 | 8991.8441 | 3196.442 | 1322.6956 | 13510.9816 | 2217.6143 | 1047.938 | 1382.6851 | 4648.2375 | 0 | 0 | 0 | 0 | 8862.7442
7 | 196 | 5 | 9773.5066 | 3515.5095 | 1400.9373 | 14689.9534 | 1755.5303 | 1009.7735 | 1492.8749 | 4258.1787 | 0 | 0 | 0 | 0 | 10431.7747
7 | 196 | 6 | 10283.5479 | 3720.8748 | 1466.1956 | 15470.6183 | 1584.8925 | 602.8013 | 1273.2958 | 3460.9896 | 15.3063 | 2.783 | 293.3852 | 311.4744 | 11698.1542
7 | 196 | 7 | 10587.7272 | 3854.5523 | 1484.6389 | 15926.9184 | 987.6074 | 817.8091 | 645.5388 | 2450.9552 | 352.0448 | 33.3956 | 815.2351 | 1200.6755 | 12275.2877
7 | 196 | 8 | 10798.9646 | 3976.8249 | 1502.2708 | 16278.0603 | 463.7888 | 319.5365 | 232.907 | 1016.2323 | 986.5603 | 230.9859 | 319.865 | 1537.4112 | 13724.4168
7 | 196 | 9 | 10952.442 | 4075.1612 | 1504.6023 | 16532.2056 | 283.8964 | 119.8699 | 179.8827 | 583.649 | 1383.1325 | 403.5296 | 427.4883 | 2214.1504 | 13734.4062
7 | 196 | 10 | 11110.1707 | 4166.1266 | 1507.7792 | 16784.0766 | 321.9688 | 75.9703 | 179.0997 | 577.0388 | 2236.1107 | 623.3837 | 1021.7904 | 3881.2848 | 12325.7531
7 | 196 | 11 | 11363.5961 | 4302.5745 | 1514.2516 | 17180.4222 | 342.8093 | 85.045 | 63.698 | 491.5523 | 2590.9384 | 702.6981 | 768.3595 | 4061.9961 | 12626.8738
7 | 196 | 12 | 11607.0814 | 4429.3073 | 1518.2936 | 17554.6823 | 321.6272 | 63.5756 | 139.5883 | 524.7911 | 2486.5772 | 747.2255 | 1246.2701 | 4480.0728 | 12549.8184
7 | 196 | 13 | 11933.2035 | 4570.2418 | 1529.138 | 18032.5833 | 378.2683 | 69.617 | 217.6677 | 665.553 | 2481.0113 | 276.9048 | 1214.3538 | 3972.2699 | 13394.7603
7 | 196 | 14 | 12323.1181 | 4718.7745 | 1546.5583 | 18588.4509 | 380.9445 | 115.991 | 226.781 | 723.7165 | 2090.0051 | 492.5844 | 1221.3855 | 3803.975 | 14060.7594
7 | 196 | 15 | 12600.2369 | 4816.9979 | 1552.333 | 18969.5679 | 571.8018 | 142.8231 | 530.1427 | 1244.7676 | 2259.7658 | 744.4426 | 1480.8243 | 4485.0326 | 13239.7676
7 | 196 | 16 | 12616.9067 | 4792.4846 | 1560.1577 | 18969.5491 | 778.0883 | 170.7277 | 606.1377 | 1554.9536 | 2538.0621 | 694.3492 | 1804.0023 | 5036.4136 | 12378.1818
7 | 196 | 17 | 12284.087 | 4623.253 | 1540.8084 | 18448.1484 | 841.1191 | 43.7001 | 833.7357 | 1718.5549 | 2361.344 | 839.0633 | 1476.8302 | 4677.2374 | 12052.3561
7 | 196 | 18 | 11893.6656 | 4451.7289 | 1520.4078 | 17865.8023 | 794.1873 | 1.5835 | 623.3691 | 1419.14 | 1731.0029 | 698.5236 | 991.4088 | 3420.9353 | 13025.727
7 | 196 | 19 | 11405.8843 | 4264.865 | 1479.5871 | 17150.3364 | 907.1442 | 155.9882 | 478.2333 | 1541.3657 | 834.8888 | 361.7851 | 413.3696 | 1610.0436 | 13998.9271
7 | 196 | 20 | 10485.665 | 3917.7986 | 1399.7452 | 15803.2089 | 2491.7322 | 643.4073 | 843.5799 | 3978.7195 | 0 | 0 | 0 | 0 | 11824.4893
7 | 196 | 21 | 9547.4998 | 3535.3338 | 1324.0822 | 14406.9157 | 3331.6821 | 541.1883 | 1194.5522 | 5067.4226 | 0 | 0 | 0 | 0 | 9339.4932
7 | 196 | 22 | 8864.3432 | 3256.3066 | 1265.8847 | 13386.5344 | 1611.3085 | 605.7121 | 1183.6038 | 3400.6244 | 0 | 0 | 0 | 0 | 9985.91
7 | 196 | 23 | 8379.1735 | 3057.029 | 1233.3936 | 12669.5961 | 775.0675 | 834.4557 | 1226.5587 | 2836.0819 | 0 | 0 | 0 | 0 | 9833.5142
7 | 196 | 24 | 8090.8862 | 2936.3328 | 1215.1277 | 12242.3467 | 674.7593 | 694.1747 | 972.1585 | 2341.0925 | 0 | 0 | 0 | 0 | 9901.2542
7 | 197 | 1 | 7947.0932 | 2875.8103 | 1206.1349 | 12029.0385 | 626.5937 | 518.1601 | 686.3993 | 1831.1531 | 0 | 0 | 0 | 0 | 10197.8854
7 | 197 | 2 | 8017.0748 | 2878.3176 | 1211.2608 | 12106.6532 | 529.1926 | 493.0635 | 539.7101 | 1561.9662 | 0 | 0 | 0 | 0 | 10544.6869
7 | 197 | 3 | 8335.751 | 2978.0234 | 1240.3571 | 12554.1316 | 332.4119 | 434.8358 | 269.372 | 1036.6197 | 0 | 0 | 0 | 0 | 11517.5118
7 | 197 | 4 | 9075.3461 | 3223.7223 | 1314.8458 | 13613.9142 | 236.6223 | 356.7591 | 122.1859 | 715.5674 | 0 | 0 | 0 | 0 | 12898.3468
7 | 197 | 5 | 9934.697 | 3556.4788 | 1403.2088 | 14894.3846 | 83.5826 | 118.9513 | 92.6329 | 295.1668 | 0 | 0 | 0 | 0 | 14599.2178
7 | 197 | 6 | 10566.0253 | 3828.1226 | 1473.851 | 15867.9989 | 60.3673 | 48.4932 | 47.2635 | 156.124 | 393.7892 | 72.357 | 388.9598 | 855.1061 | 14856.7688
7 | 197 | 7 | 11006.0926 | 4028.3716 | 1516.1076 | 16550.5718 | 24.2999 | 1.6169 | 22.5806 | 48.4974 | 1537.587 | 477.2781 | 1176.1868 | 3191.0519 | 13311.0225
7 | 197 | 8 | 11358.7757 | 4206.2883 | 1542.0279 | 17107.0918 | 1.8625 | 0 | 0 | 1.8625 | 2387.782 | 787.5784 | 474.2198 | 3649.5802 | 13455.649
7 | 197 | 9 | 11629.1238 | 4358.0989 | 1545.294 | 17532.5167 | 0.11956 | 0 | 0 | 0.11956 | 2691.125 | 883.5907 | 1144.6384 | 4719.3541 | 12813.043
7 | 197 | 10 | 11848.5395 | 4474.0722 | 1551.8362 | 17874.448 | 4.6256 | 0 | 0 | 4.6256 | 2659.121 | 914.2033 | 1813.305 | 5386.6292 | 12483.1932
7 | 197 | 11 | 12148.0744 | 4614.1887 | 1557.7222 | 18319.9853 | 29.1403 | 6.1693 | 1.7711 | 37.0807 | 2539.4535 | 903.0714 | 1606.5577 | 5049.0826 | 13233.822
7 | 197 | 12 | 12365.9584 | 4717.921 | 1563.5 | 18647.3795 | 96.4967 | 41.4667 | 5.5006 | 143.464 | 2307.0761 | 716.6129 | 1788.696 | 4812.385 | 13691.5305
7 | 197 | 13 | 12631.5493 | 4810.7124 | 1570.1887 | 19012.4504 | 257.8316 | 123.1449 | 6.5169 | 387.4934 | 2006.5161 | 862.7185 | 1522.3858 | 4391.6204 | 14233.3366
7 | 197 | 14 | 12915.3784 | 4902.0741 | 1580.6534 | 19398.1059 | 479.3468 | 168.5684 | 34.8535 | 682.7687 | 2116.4432 | 816.7996 | 1565.2508 | 4498.4936 | 14216.8435
7 | 197 | 15 | 13073.4576 | 4936.0475 | 1586.976 | 19596.4811 | 647.2695 | 307.8502 | 85.7712 | 1040.891 | 2105.3114 | 900.2885 | 1681.1143 | 4686.7142 | 13868.876
7 | 197 | 16 | 12949.5683 | 4846.2462 | 1586.6144 | 19382.4289 | 613.987 | 597.8702 | 198.3978 | 1410.2551 | 2298.7273 | 587.2051 | 1615.3487 | 4501.2811 | 13470.8928
7 | 197 | 17 | 12519.0602 | 4634.334 | 1557.2254 | 18710.6196 | 893.4285 | 999.6806 | 321.6319 | 2214.741 | 2419.7862 | 414.6615 | 1551.0651 | 4385.5127 | 12110.3659
7 | 197 | 18 | 12107.2336 | 4440.6962 | 1528.7498 | 18076.6796 | 1820.3332 | 1418.7306 | 418.6156 | 3657.6795 | 1456.881 | 684.6089 | 1372.5062 | 3513.9961 | 10905.004
7 | 197 | 19 | 11611.8514 | 4248.3376 | 1487.704 | 17347.893 | 3988.0914 | 1817.0541 | 1172.9706 | 6978.1161 | 865.5014 | 352.0448 | 563.0363 | 1780.5825 | 8589.1944
7 | 197 | 20 | 10735.5743 | 3935.4302 | 1412.078 | 16083.0824 | 7083.5785 | 2820.2381 | 2408.1985 | 12312.0151 | 0 | 0 | 0 | 0 | 3771.0673
7 | 197 | 21 | 9799.131 | 3578.6833 | 1322.3561 | 14700.1704 | 8295.3445 | 3207.1152 | 2626.824 | 14129.2838 | 0 | 0 | 0 | 0 | 570.8866
7 | 197 | 22 | 9048.529 | 3285.2842 | 1261.769 | 13595.5822 | 8994.4069 | 2689.4794 | 3336.2182 | 15020.1045 | 0 | 0 | 0 | 0 | -1424.5224
7 | 197 | 23 | 8522.9461 | 3081.9813 | 1235.4612 | 12840.3886 | 9555.9403 | 2120.8807 | 3101.4901 | 14778.3111 | 0 | 0 | 0 | 0 | -1937.9225
7 | 197 | 24 | 8176.4171 | 2955.4926 | 1217.327 | 12349.2367 | 9562.1483 | 2078.1201 | 2677.3838 | 14317.6523 | 0 | 0 | 0 | 0 | -1968.4156
7 | 198 | 1 | 7950.8815 | 2870.2937 | 1206.6234 | 12027.7986 | 10009.1962 | 2322.9137 | 2467.1977 | 14799.3077 | 0 | 0 | 0 | 0 | -2771.5091
7 | 198 | 2 | 7859.4503 | 2829.7016 | 1200.26 | 11889.4119 | 9639.0149 | 2387.9914 | 2257.7261 | 14284.7324 | 0 | 0 | 0 | 0 | -2395.3205
7 | 198 | 3 | 7870.055 | 2832.9622 | 1205.5469 | 11908.564 | 9578.2459 | 2619.1034 | 2186.2772 | 14383.6265 | 0 | 0 | 0 | 0 | -2475.0625
7 | 198 | 4 | 8152.8064 | 2913.9834 | 1251.8589 | 12318.6487 | 9704.1322 | 2661.5323 | 1954.1904 | 14319.8549 | 0 | 0 | 0 | 0 | -2001.2062
7 | 198 | 5 | 8667.773 | 3120.8786 | 1320.4205 | 13109.0721 | 9658.4625 | 2731.1133 | 1870.7951 | 14260.3708 | 0 | 0 | 0 | 0 | -1151.2987
7 | 198 | 6 | 9210.8125 | 3359.7216 | 1386.6674 | 13957.2014 | 9489.8644 | 2895.9012 | 1919.5687 | 14305.3342 | 219.8541 | 59.8337 | 56.4465 | 336.1343 | -684.2671
7 | 198 | 7 | 9619.0918 | 3538.3688 | 1428.2483 | 14585.7089 | 8195.9913 | 1876.6498 | 1525.8205 | 11598.4616 | 901.6799 | 371.5255 | 236.0101 | 1509.2156 | 1478.0318
7 | 198 | 8 | 9919.2651 | 3659.4135 | 1448.165 | 15026.8436 | 5730.1702 | 1116.6808 | 820.6283 | 7667.4794 | 1142.4063 | 356.2193 | 129.6324 | 1628.258 | 5731.1062
7 | 198 | 9 | 10125.2749 | 3743.0625 | 1457.4123 | 15325.7497 | 5550.1856 | 1411.336 | 606.6498 | 7568.1714 | 1458.2725 | 763.9233 | 373.2042 | 2595.4 | 5162.1783
7 | 198 | 10 | 10304.4626 | 3811.4526 | 1466.4743 | 15582.3894 | 6011.6418 | 1516.5291 | 974.582 | 8502.7528 | 1636.3822 | 854.3696 | 576.3396 | 3067.0914 | 4012.5452
7 | 198 | 11 | 10412.849 | 3884.4115 | 1470.8578 | 15768.1183 | 5741.9884 | 1764.6087 | 1429.317 | 8935.9141 | 1136.8403 | 886.3737 | 419.7436 | 2442.9576 | 4389.2465
7 | 198 | 12 | 10551.0016 | 3963.8066 | 1480.7155 | 15995.5236 | 5783.5323 | 2198.3564 | 1139.7629 | 9121.6516 | 1366.4347 | 795.9274 | 199.9521 | 2362.3142 | 4511.5578
7 | 198 | 13 | 10769.1979 | 4022.4958 | 1485.2909 | 16276.9846 | 5614.6972 | 2351.884 | 479.2966 | 8445.8778 | 1486.1022 | 772.2722 | 208.1968 | 2466.5711 | 5364.5356
7 | 198 | 14 | 11026.6612 | 4049.1842 | 1505.1713 | 16581.0168 | 5956.0387 | 2941.625 | 626.116 | 9523.7797 | 1014.39 | 627.5581 | 253.2614 | 1895.2095 | 5162.0276
7 | 198 | 15 | 11137.997 | 4036.1443 | 1524.7268 | 16698.8681 | 7730.4211 | 3019.8491 | 1556.5037 | 12306.7739 | 936.467 | 242.1178 | 109.0519 | 1287.6366 | 3104.4576
7 | 198 | 16 | 11060.8255 | 3974.1711 | 1517.2809 | 16552.2775 | 6110.4951 | 2004.4832 | 1233.3813 | 9348.3596 | 487.0185 | 37.57 | 106.269 | 630.8575 | 6573.0605
7 | 198 | 17 | 10843.083 | 3884.0751 | 1494.2542 | 16221.4123 | 5460.101 | 1949.6758 | 1711.2813 | 9121.0581 | 66.7911 | 19.4807 | 78.3768 | 164.6487 | 6935.7055
7 | 198 | 18 | 10750.8516 | 3872.5613 | 1482.8184 | 16106.2312 | 6083.4827 | 972.5372 | 1975.2893 | 9031.3092 | 22.2637 | 8.3489 | 83.7136 | 114.3261 | 6960.5959
7 | 198 | 19 | 10447.2143 | 3781.5297 | 1445.2617 | 15674.0057 | 4987.5737 | 1103.5451 | 3309.1036 | 9400.2224 | 40.353 | 0 | 21.9303 | 62.2833 | 6211.5
7 | 198 | 20 | 9845.9 | 3586.6333 | 1383.9996 | 14816.5329 | 4487.0821 | 1573.806 | 3138.3777 | 9199.2658 | 0 | 0 | 0 | 0 | 5617.2672
7 | 198 | 21 | 9177.7208 | 3358.3238 | 1316.2756 | 13852.3201 | 5069.1649 | 1574.7317 | 2834.5558 | 9478.4525 | 0 | 0 | 0 | 0 | 4373.8676
7 | 198 | 22 | 8623.7374 | 3153.4062 | 1258.5497 | 13035.6933 | 4387.0037 | 1944.1511 | 2834.2913 | 9165.4461 | 0 | 0 | 0 | 0 | 3870.2471
7 | 198 | 23 | 8247.2363 | 3018.6717 | 1223.5106 | 12489.4186 | 4420.8211 | 1482.0982 | 2815.9348 | 8718.8542 | 0 | 0 | 0 | 0 | 3770.5645
7 | 198 | 24 | 8008.3137 | 2929.1616 | 1208.4753 | 12145.9507 | 4995.9792 | 1682.1595 | 3019.8586 | 9697.9973 | 0 | 0 | 0 | 0 | 2447.9534
7 | 199 | 1 | 7878.3953 | 2871.7355 | 1193.7948 | 11943.9256 | 6103.0222 | 1930.9582 | 3025.8414 | 11059.8218 | 0 | 0 | 0 | 0 | 884.1038
7 | 199 | 2 | 7847.5133 | 2861.8806 | 1192.1737 | 11901.5676 | 7217.8007 | 2031.851 | 2813.0756 | 12062.7273 | 0 | 0 | 0 | 0 | -161.1597
7 | 199 | 3 | 7915.8534 | 2908.6073 | 1194.9751 | 12019.4358 | 8067.4421 | 2062.4108 | 2479.7183 | 12609.5712 | 0 | 0 | 0 | 0 | -590.1354
7 | 199 | 4 | 8141.9583 | 2981.5805 | 1221.5051 | 12345.0439 | 9566.0644 | 2330.6242 | 2366.8896 | 14263.5782 | 0 | 0 | 0 | 0 | -1918.5343
7 | 199 | 5 | 8611.7644 | 3127.972 | 1278.8649 | 13018.6013 | 9573.7029 | 2891.4274 | 2453.7661 | 14918.8964 | 0 | 0 | 0 | 0 | -1900.2952
7 | 199 | 6 | 9249.2571 | 3362.8199 | 1350.6444 | 13962.7215 | 9878.7455 | 3294.4778 | 2477.9906 | 15651.2139 | 256.0326 | 33.3956 | 370.9747 | 660.4029 | -2348.8953
7 | 199 | 7 | 9849.6665 | 3614.304 | 1403.8454 | 14867.8159 | 9068.9438 | 3319.49 | 2677.4337 | 15065.8675 | 1619.6843 | 530.1544 | 993.2705 | 3143.1092 | -3341.1609
7 | 199 | 8 | 10304.0544 | 3842.8368 | 1434.82 | 15581.7112 | 7050.028 | 2328.5052 | 1503.8395 | 10882.3728 | 2071.9158 | 763.9233 | 1789.9624 | 4625.8015 | 73.5369
7 | 199 | 9 | 10568.7478 | 4048.7941 | 1453.1059 | 16070.6479 | 6333.6481 | 1778.1574 | 1294.8251 | 9406.6307 | 2777.3968 | 957.3392 | 1935.0887 | 5669.8248 | 994.1924
7 | 199 | 10 | 10780.2143 | 4244.7962 | 1462.4459 | 16487.4565 | 5898.7207 | 1835.2602 | 1902.0245 | 9636.0055 | 2554.2847 | 982.3858 | 1952.5986 | 5489.2692 | 1362.1819
7 | 199 | 11 | 10896.1784 | 4375.2821 | 1458.5232 | 16729.9837 | 5284.9177 | 1532.3681 | 2289.7214 | 9107.0073 | 2921.6358 | 972.6455 | 1900.5141 | 5794.7954 | 1828.1811
7 | 199 | 12 | 11000.2046 | 4450.6283 | 1459.1794 | 16910.0124 | 4821.687 | 1130.807 | 2163.372 | 8115.8661 | 2905.4131 | 962.9051 | 1758.2754 | 5626.5936 | 3167.5528
7 | 199 | 13 | 11258.4775 | 4542.454 | 1459.7065 | 17260.6379 | 4088.9007 | 1002.0599 | 1877.355 | 6968.3155 | 2890.1069 | 958.7307 | 1906.2009 | 5755.0385 | 4537.284
7 | 199 | 14 | 11615.8011 | 4639.7825 | 1484.5107 | 17740.0943 | 3554.9117 | 1151.6774 | 1858.0795 | 6564.6686 | 2917.9365 | 967.0796 | 1926.9064 | 5811.9225 | 5363.5032
7 | 199 | 15 | 11965.6932 | 4685.4219 | 1509.4293 | 18160.5444 | 3293.4911 | 988.8383 | 1724.1767 | 6006.5061 | 2955.0313 | 878.0247 | 1951.228 | 5784.284 | 6369.7543
7 | 199 | 16 | 12077.2335 | 4618.9758 | 1507.3111 | 18203.5205 | 3255.6133 | 1083.5045 | 1639.4264 | 5978.5442 | 2914.6785 | 974.037 | 1958.0812 | 5846.7966 | 6378.1797
7 | 199 | 17 | 12010.4307 | 4501.5748 | 1500.3155 | 18012.321 | 3248.5455 | 1106.1028 | 1647.4662 | 6002.1144 | 2852.5369 | 943.4243 | 1879.9295 | 5675.8907 | 6334.316
7 | 199 | 18 | 11985.2694 | 4451.1502 | 1490.7075 | 17927.127 | 3351.0108 | 1235.3517 | 1785.4576 | 6371.82 | 2529.7131 | 843.2377 | 1659.0218 | 5031.9726 | 6523.3344
7 | 199 | 19 | 11661.1675 | 4327.7058 | 1444.4902 | 17433.3636 | 5434.2759 | 1781.3118 | 2566.1157 | 9781.7034 | 1366.4348 | 468.9292 | 866.3122 | 2701.6762 | 4949.984
7 | 199 | 20 | 11008.4634 | 4083.6451 | 1381.8695 | 16473.978 | 8547.7835 | 1585.9588 | 3734.0344 | 13867.7767 | 0 | 0 | 0 | 0 | 2606.2014
7 | 199 | 21 | 10280.4283 | 3799.6622 | 1317.9042 | 15397.9946 | 9089.8571 | 2814.8223 | 3940.2162 | 15844.8956 | 0 | 0 | 0 | 0 | -446.9009
7 | 199 | 22 | 9719.0809 | 3589.7566 | 1283.3343 | 14592.1718 | 8238.9861 | 2561.1021 | 3718.951 | 14519.0392 | 0 | 0 | 0 | 0 | 73.1327
7 | 199 | 23 | 9363.4638 | 3460.8373 | 1257.9941 | 14082.2952 | 7959.8636 | 1877.068 | 3089.5778 | 12926.5094 | 0 | 0 | 0 | 0 | 1155.7858
7 | 199 | 24 | 9177.1814 | 3388.8923 | 1245.1761 | 13811.2499 | 7516.8863 | 1905.6125 | 2609.5555 | 12032.0542 | 0 | 0 | 0 | 0 | 1779.1956
7 | 200 | 1 | 9120.8018 | 3362.8952 | 1245.4528 | 13729.1498 | 6734.4635 | 2283.5692 | 1770.292 | 10788.3247 | 0 | 0 | 0 | 0 | 2940.8251
7 | 200 | 2 | 9283.7714 | 3406.9631 | 1260.8183 | 13951.5528 | 5664.7501 | 2297.3308 | 1437.6952 | 9399.7761 | 0 | 0 | 0 | 0 | 4551.7767
7 | 200 | 3 | 9783.7174 | 3582.623 | 1304.7801 | 14671.1204 | 4790.4557 | 2177.5044 | 1264.6239 | 8232.584 | 0 | 0 | 0 | 0 | 6438.5364
7 | 200 | 4 | 10646.7009 | 3884.568 | 1383.7691 | 15915.038 | 3721.0043 | 2036.2291 | 1186.9604 | 6944.1938 | 0 | 0 | 0 | 0 | 8970.8442
7 | 200 | 5 | 11601.0651 | 4220.2184 | 1468.3781 | 17289.6616 | 2739.0518 | 1697.797 | 735.0381 | 5171.8869 | 0 | 0 | 0 | 0 | 12117.7748
7 | 200 | 6 | 12319.8137 | 4464.9077 | 1536.179 | 18320.9005 | 2013.7019 | 1311.6936 | 595.274 | 3920.6694 | 424.4018 | 76.5315 | 398.9294 | 899.8627 | 13500.3684
7 | 200 | 7 | 12833.7568 | 4636.1333 | 1568.2165 | 19038.1066 | 1226.2961 | 924.2257 | 373.6965 | 2524.2183 | 1724.0455 | 546.8522 | 1310.1187 | 3581.0164 | 12932.8719
7 | 200 | 8 | 13161.5683 | 4766.3552 | 1583.0649 | 19510.9884 | 257.8144 | 232.8782 | 87.4523 | 578.145 | 2727.3036 | 897.5055 | 1827.0948 | 5451.9038 | 13480.9395
7 | 200 | 9 | 13483.1701 | 4874.8699 | 1590.8949 | 19948.935 | 107.7948 | 83.3577 | 60.478 | 251.6305 | 2959.6809 | 982.3858 | 1959.7603 | 5901.827 | 13795.4774
7 | 200 | 10 | 13745.8241 | 4955.7653 | 1596.2751 | 20297.8646 | 54.772 | 13.2645 | 114.3092 | 182.3457 | 2993.5177 | 1000 | 1975.8996 | 5969.4173 | 14146.1016
7 | 200 | 11 | 14048.3699 | 5074.6695 | 1607.5891 | 20730.6285 | 61.2674 | 2.0183 | 177.5436 | 240.8294 | 2962.4639 | 987.9518 | 1943.25 | 5893.6657 | 14596.1334
7 | 200 | 12 | 14230.9078 | 5156.1025 | 1612.8462 | 20999.8565 | 88.3307 | 8.8417 | 210.9537 | 308.1261 | 2909.5876 | 969.8626 | 1904.6011 | 5784.0513 | 14907.6791
7 | 200 | 13 | 14429.2233 | 5212.2997 | 1619.5728 | 21261.0958 | 44.5404 | 5.0677 | 225.9489 | 275.557 | 2884.5409 | 960.1222 | 1892.1819 | 5736.845 | 15248.6938
7 | 200 | 14 | 14675.2624 | 5277.1834 | 1631.3528 | 21583.7986 | 75.9825 | 8.9536 | 266.886 | 351.822 | 2902.6302 | 964.2966 | 1910.1254 | 5777.0522 | 15454.9244
7 | 200 | 15 | 14915.9846 | 5319.3634 | 1654.6578 | 21890.0058 | 112.2428 | 4.9607 | 301.734 | 418.9375 | 2940.2001 | 974.037 | 1939.1589 | 5853.396 | 15617.6723
7 | 200 | 16 | 14840.5944 | 5264.7222 | 1655.295 | 21760.6115 | 196.9734 | 37.0111 | 341.4233 | 575.4077 | 2947.1575 | 975.4284 | 1943.3125 | 5865.8985 | 15319.3053
7 | 200 | 17 | 14456.1172 | 5127.4572 | 1624.2672 | 21207.8417 | 239.6685 | 97.474 | 312.9448 | 650.0874 | 2821.9243 | 937.8585 | 1852.1832 | 5611.966 | 14945.7883
7 | 200 | 18 | 14118.2997 | 5025.5062 | 1598.4009 | 20742.2068 | 268.5995 | 102.6569 | 460.2831 | 831.5395 | 2506.0579 | 840.4547 | 1636.7997 | 4983.3123 | 14927.3549
7 | 200 | 19 | 13484.5438 | 4812.1484 | 1540.9364 | 19837.6286 | 426.0055 | 464.7034 | 756.6233 | 1647.3322 | 1342.7796 | 468.9292 | 845.5025 | 2657.2114 | 15533.085
7 | 200 | 20 | 12437.6322 | 4452.2041 | 1458.4039 | 18348.2402 | 731.2999 | 499.5333 | 1315.8678 | 2546.7009 | 0 | 0 | 0 | 0 | 15801.5392
7 | 200 | 21 | 11397.3689 | 4081.3164 | 1391.2135 | 16869.8988 | 789.2901 | 706.1043 | 1721.5942 | 3216.9886 | 0 | 0 | 0 | 0 | 13652.9103
7 | 200 | 22 | 10620.4138 | 3800.0951 | 1332.477 | 15752.9858 | 1206.9905 | 639.8714 | 1925.8334 | 3772.6954 | 0 | 0 | 0 | 0 | 11980.2905
7 | 200 | 23 | 10142.6704 | 3623.6736 | 1300.7992 | 15067.1432 | 1320.2751 | 497.1236 | 1778.3738 | 3595.7724 | 0 | 0 | 0 | 0 | 11471.3708
7 | 200 | 24 | 9853.8495 | 3515.0867 | 1279.6659 | 14648.6021 | 562.993 | 451.7391 | 1345.5441 | 2360.2762 | 0 | 0 | 0 | 0 | 12288.3259
7 | 201 | 1 | 9723.0891 | 3462.6592 | 1269.9039 | 14455.6523 | 327.5191 | 419.8398 | 903.7067 | 1651.0657 | 0 | 0 | 0 | 0 | 12804.5866
7 | 201 | 2 | 9810.7289 | 3485.2788 | 1281.7131 | 14577.7208 | 389.9459 | 330.842 | 870.558 | 1591.3459 | 0 | 0 | 0 | 0 | 12986.3749
7 | 201 | 3 | 10232.8808 | 3639.6434 | 1325.5475 | 15198.0717 | 485.0139 | 351.3831 | 744.0442 | 1580.4412 | 0 | 0 | 0 | 0 | 13617.6305
7 | 201 | 4 | 11054.0881 | 3943.4413 | 1396.1008 | 16393.6302 | 545.6231 | 309.6388 | 598.292 | 1453.5539 | 0 | 0 | 0 | 0 | 14940.0762
7 | 201 | 5 | 11974.339 | 4294.213 | 1482.5109 | 17751.0629 | 557.5252 | 310.479 | 493.0156 | 1361.0198 | 0 | 0 | 0 | 0 | 16390.043
7 | 201 | 6 | 12659.1915 | 4576.6433 | 1550.3207 | 18786.1555 | 627.7491 | 218.4454 | 341.4077 | 1187.6023 | 372.917 | 62.6167 | 401.4832 | 837.0169 | 16761.5363
7 | 201 | 7 | 13226.4416 | 4799.8623 | 1585.6485 | 19611.9524 | 521.36 | 194.6208 | 215.7378 | 931.7186 | 1641.9481 | 510.6737 | 1235.708 | 3388.3297 | 15291.9041
7 | 201 | 8 | 13694.0981 | 5022.8631 | 1616.6013 | 20333.5625 | 138.7827 | 40.4443 | 30.977 | 210.2039 | 2632.6828 | 859.9355 | 1756.6919 | 5249.3102 | 14874.0484
7 | 201 | 9 | 14083.0342 | 5187.703 | 1624.4564 | 20895.1936 | 15.5917 | 0.1459 | 0.012279 | 15.7499 | 2856.7113 | 946.2074 | 1886.616 | 5689.5347 | 15189.909
7 | 201 | 10 | 14385.1006 | 5313.8207 | 1623.0092 | 21321.9306 | 16.2388 | 0 | 0 | 16.2388 | 2909.5876 | 969.8626 | 1907.4049 | 5786.8551 | 15518.8366
7 | 201 | 11 | 14726.4808 | 5440.0173 | 1631.4535 | 21797.9516 | 32.617 | 0 | 0 | 32.617 | 2880.3665 | 965.6881 | 1882.5874 | 5728.642 | 16036.6926
7 | 201 | 12 | 14956.3295 | 5518.213 | 1631.7294 | 22106.2719 | 60.3099 | 0 | 1.3696 | 61.6795 | 2845.5795 | 954.5562 | 1852.2249 | 5652.3606 | 16392.2319
7 | 201 | 13 | 15165.072 | 5567.5674 | 1635.0937 | 22367.7331 | 155.8813 | 25.7767 | 20.4199 | 202.0779 | 2830.2732 | 951.7733 | 1845.33 | 5627.3765 | 16538.2787
7 | 201 | 14 | 15363.9132 | 5634.699 | 1655.0354 | 22653.6475 | 291.6987 | 115.7527 | 44.2526 | 451.7039 | 2821.9243 | 960.1222 | 1864.6648 | 5646.7112 | 16555.2324
7 | 201 | 15 | 15502.4581 | 5630.779 | 1671.3701 | 22804.6072 | 489.5703 | 210.7215 | 101.9257 | 802.2175 | 2898.4557 | 841.8463 | 1896.4189 | 5636.7209 | 16365.6687
7 | 201 | 16 | 15366.3497 | 5532.558 | 1665.6976 | 22564.6053 | 750.5182 | 226.2766 | 205.3762 | 1182.171 | 2873.4091 | 976.82 | 1897.8104 | 5748.0394 | 15634.3949
7 | 201 | 17 | 14947.8735 | 5354.9729 | 1640.6927 | 21943.5391 | 972.6203 | 350.9672 | 308.7635 | 1632.351 | 2799.6605 | 937.8585 | 1830.1695 | 5567.6885 | 14743.4997
7 | 201 | 18 | 14582.5153 | 5233.2266 | 1613.5973 | 21429.3393 | 1501.4816 | 594.2551 | 657.0384 | 2752.7752 | 2450.3987 | 834.8889 | 1584.3402 | 4869.6278 | 13806.9363
7 | 201 | 19 | 13948.954 | 5015.1848 | 1562.0552 | 20526.194 | 3431.0436 | 1176.3202 | 1351.0546 | 5958.4184 | 1294.0777 | 461.9718 | 806.8536 | 2562.9031 | 12004.8725
7 | 201 | 20 | 12862.1615 | 4638.422 | 1480.3573 | 18980.9408 | 6798.0926 | 2068.0398 | 2300.1877 | 11166.32 | 0 | 0 | 0 | 0 | 7814.6207
7 | 201 | 21 | 11772.6389 | 4247.1323 | 1403.5829 | 17423.3542 | 7282.9908 | 2199.0306 | 2754.0708 | 12236.0923 | 0 | 0 | 0 | 0 | 5187.2619
7 | 201 | 22 | 10988.3897 | 3957.7441 | 1346.6075 | 16292.7414 | 5770.9431 | 1718.7964 | 2708.594 | 10198.3335 | 0 | 0 | 0 | 0 | 6094.4079
7 | 201 | 23 | 10488.1057 | 3770.2435 | 1315.5582 | 15573.9074 | 4741.1318 | 1248.7481 | 2142.082 | 8131.9619 | 0 | 0 | 0 | 0 | 7441.9455
7 | 201 | 24 | 10145.6227 | 3650.2069 | 1300.3839 | 15096.2135 | 3642.8232 | 932.5198 | 1653.3173 | 6228.6603 | 0 | 0 | 0 | 0 | 8867.5532
7 | 202 | 1 | 9977.3081 | 3589.7356 | 1293.7487 | 14860.7924 | 2735.6079 | 667.2706 | 1373.1677 | 4776.0461 | 0 | 0 | 0 | 0 | 10084.7463
7 | 202 | 2 | 10063.0714 | 3601.2125 | 1306.5695 | 14970.8535 | 2058.9969 | 430.0751 | 1052.6171 | 3541.6892 | 0 | 0 | 0 | 0 | 11429.1643
7 | 202 | 3 | 10472.9681 | 3761.0661 | 1348.7691 | 15582.8034 | 1580.6159 | 216.0942 | 731.0247 | 2527.7347 | 0 | 0 | 0 | 0 | 13055.0687
7 | 202 | 4 | 11319.594 | 4047.3654 | 1422.3584 | 16789.3177 | 1113.8203 | 124.4157 | 552.9543 | 1791.1904 | 0 | 0 | 0 | 0 | 14998.1274
7 | 202 | 5 | 12263.5009 | 4379.0086 | 1499.5383 | 18142.0479 | 762.299 | 135.8903 | 488.8759 | 1387.0652 | 0 | 0 | 0 | 0 | 16754.9827
7 | 202 | 6 | 12998.5231 | 4628.6186 | 1562.9581 | 19190.0998 | 539.9463 | 194.1247 | 385.7639 | 1119.8349 | 346.4789 | 41.7444 | 388.9807 | 777.204 | 17293.0609
7 | 202 | 7 | 13590.2256 | 4762.1177 | 1603.7308 | 19956.0741 | 335.2354 | 208.333 | 230.8211 | 774.3895 | 1641.9481 | 516.2396 | 1254.8762 | 3413.0638 | 15768.6207
7 | 202 | 8 | 14046.5086 | 4856.4092 | 1629.4697 | 20532.3875 | 99.2358 | 52.6477 | 60.0168 | 211.9003 | 2112.2688 | 901.6799 | 1686.8261 | 4700.7748 | 15619.7124
7 | 202 | 9 | 14343.8977 | 4897.501 | 1634.7369 | 20876.1355 | 203.1177 | 158.2735 | 16.2891 | 377.6803 | 2910.9791 | 996.3007 | 1934.9636 | 5842.2434 | 14656.2119
7 | 202 | 10 | 14550.8257 | 4918.1248 | 1640.6254 | 21109.5759 | 544.524 | 276.916 | 2.3495 | 823.7895 | 2912.3705 | 987.9518 | 1957.0815 | 5857.4038 | 14428.3826
7 | 202 | 11 | 14748.865 | 4890.6082 | 1655.8182 | 21295.2915 | 831.6083 | 371.7567 | 20.7913 | 1224.1563 | 2968.9462 | 1000 | 1936.4384 | 5905.3846 | 14165.7505
7 | 202 | 12 | 14615.809 | 4912.9247 | 1646.6322 | 21175.366 | 1166.4976 | 485.4494 | 69.924 | 1721.871 | 2941.5917 | 994.9092 | 1860.1987 | 5796.6996 | 13656.7954
7 | 202 | 13 | 14491.793 | 4914.8353 | 1652.5008 | 21059.1291 | 1440.7099 | 483.2375 | 133.4808 | 2057.4282 | 2753.7416 | 985.1688 | 1835.2145 | 5574.125 | 13427.5759
7 | 202 | 14 | 14489.948 | 4928.3984 | 1672.4359 | 21090.7824 | 1769.0115 | 603.6179 | 164.7316 | 2537.3611 | 2796.8776 | 958.7307 | 1803.0854 | 5558.6937 | 12994.7275
7 | 202 | 15 | 14469.6865 | 4935.8635 | 1685.3797 | 21090.9297 | 2123.3452 | 760.1832 | 213.8095 | 3097.338 | 2757.9162 | 812.6251 | 1939.2214 | 5509.7627 | 12483.829
7 | 202 | 16 | 14368.1865 | 4906.2148 | 1683.5533 | 20957.9546 | 2604.396 | 996.2223 | 253.4751 | 3854.0933 | 2441.5747 | 564.9414 | 1949.8574 | 4956.3735 | 12147.4878
7 | 202 | 17 | 14154.4731 | 4817.3768 | 1664.322 | 20636.172 | 3205.0898 | 1278.8204 | 284.0984 | 4768.0086 | 2025.9969 | 616.4262 | 1881.3419 | 4523.765 | 11344.3984
7 | 202 | 18 | 13965.5658 | 4753.9875 | 1642.8756 | 20362.4288 | 4081.9776 | 1317.0726 | 352.7271 | 5751.7773 | 1902.1551 | 514.8481 | 1487.9946 | 3904.9978 | 10705.6537
7 | 202 | 19 | 13372.8346 | 4564.3323 | 1585.5291 | 19522.696 | 6466.3055 | 1736.6175 | 871.1678 | 9074.0908 | 525.98 | 58.4422 | 770.5084 | 1354.9306 | 9093.6746
7 | 202 | 20 | 12364.3541 | 4250.7998 | 1502.3457 | 18117.4996 | 8926.9308 | 2394.7614 | 1816.9454 | 13138.6377 | 0 | 0 | 0 | 0 | 4978.862
7 | 202 | 21 | 11350.0117 | 3919.9707 | 1422.2836 | 16692.266 | 9518.2173 | 2689.2385 | 1982.2949 | 14189.7507 | 0 | 0 | 0 | 0 | 2502.5154
7 | 202 | 22 | 10614.6441 | 3657.9533 | 1359.7507 | 15632.3481 | 9151.4657 | 3235.2763 | 1913.1719 | 14299.914 | 0 | 0 | 0 | 0 | 1332.4341
7 | 202 | 23 | 10117.2971 | 3483.6922 | 1344.828 | 14945.8173 | 8265.4708 | 3348.9766 | 1639.5168 | 13253.9643 | 0 | 0 | 0 | 0 | 1691.8531
7 | 202 | 24 | 9827.6958 | 3371.306 | 1315.3642 | 14514.366 | 7029.8802 | 3371.4904 | 1452.2976 | 11853.6682 | 0 | 0 | 0 | 0 | 2660.6978
7 | 203 | 1 | 9673.6833 | 3315.7207 | 1304.4388 | 14293.8428 | 6914.8089 | 3369.3963 | 1280.4319 | 11564.6371 | 0 | 0 | 0 | 0 | 2729.2057
7 | 203 | 2 | 9768.0656 | 3330.3409 | 1315.6973 | 14414.1038 | 6876.0295 | 3371.8898 | 1146.4521 | 11394.3713 | 0 | 0 | 0 | 0 | 3019.7325
7 | 203 | 3 | 10222.6966 | 3485.8167 | 1358.7859 | 15067.2993 | 7392.7471 | 3372.254 | 1008.4679 | 11773.469 | 0 | 0 | 0 | 0 | 3293.8302
7 | 203 | 4 | 11009.7253 | 3771.3751 | 1421.4409 | 16202.5414 | 7944.8599 | 3372.254 | 886.7567 | 12203.8706 | 0 | 0 | 0 | 0 | 3998.6708
7 | 203 | 5 | 11871.343 | 4097.2381 | 1491.0527 | 17459.6337 | 7984.0808 | 3372.254 | 814.798 | 12171.1328 | 0 | 0 | 0 | 0 | 5288.5009
7 | 203 | 6 | 12519.8195 | 4345.2522 | 1550.4792 | 18415.5509 | 8179.6889 | 3372.254 | 869.221 | 12421.1639 | 0 | 13.9148 | 230.2684 | 244.1833 | 5750.2038
7 | 203 | 7 | 12970.5369 | 4521.2822 | 1592.9931 | 19084.8121 | 8744.1136 | 3366.092 | 892.5838 | 13002.7894 | 12.5233 | 224.0285 | 493.6199 | 730.1718 | 5351.851
7 | 203 | 8 | 13314.8406 | 4684.5195 | 1617.8757 | 19617.2358 | 8608.2051 | 3372.254 | 605.5 | 12585.959 | 228.2029 | 217.0711 | 653.0523 | 1098.3264 | 5932.9504
7 | 203 | 9 | 13620.476 | 4840.0849 | 1620.8756 | 20081.4364 | 9136.4519 | 3372.254 | 592.3937 | 13101.0996 | 183.6755 | 311.6918 | 713.7983 | 1209.1657 | 5771.1712
7 | 203 | 10 | 13894.8668 | 4933.0354 | 1619.05 | 20446.9522 | 9449.8298 | 3372.254 | 616.9488 | 13439.0326 | 258.8155 | 275.5133 | 982.3198 | 1516.6487 | 5491.271
7 | 203 | 11 | 14130.3712 | 5074.973 | 1622.8975 | 20828.2418 | 9231.4845 | 3372.254 | 782.4042 | 13386.1426 | 421.6189 | 115.493 | 831.9655 | 1369.0773 | 6073.0218
7 | 203 | 12 | 14173.7916 | 5158.9368 | 1622.091 | 20954.8195 | 9789.6578 | 3372.254 | 941.5873 | 14103.499 | 659.5622 | 203.1563 | 673.4082 | 1536.1267 | 5315.1937
7 | 203 | 13 | 14171.4425 | 5258.8181 | 1619.5717 | 21049.8323 | 9635.0371 | 3372.254 | 976.3918 | 13983.6828 | 858.544 | 172.5437 | 544.3175 | 1575.4052 | 5490.7443
7 | 203 | 14 | 14038.5172 | 5325.8793 | 1626.7702 | 20991.1668 | 9966.074 | 3246.9165 | 1250.3503 | 14463.3408 | 795.9274 | 498.1504 | 418.6556 | 1712.7334 | 4815.0926
7 | 203 | 15 | 14014.9862 | 5387.8226 | 1635.7714 | 21038.5801 | 9728.0705 | 3372.2053 | 947.3769 | 14047.6528 | 999.0836 | 421.6189 | 345.8447 | 1766.5473 | 5224.3801
7 | 203 | 16 | 14064.4928 | 5374.8557 | 1638.911 | 21078.2596 | 10113.2896 | 3062.0066 | 944.1935 | 14119.4897 | 797.3188 | 371.5255 | 206.5761 | 1375.4205 | 5583.3494
7 | 203 | 17 | 13801.1029 | 5203.6415 | 1625.4833 | 20630.2276 | 9594.4909 | 2824.4101 | 1184.5761 | 13603.4771 | 645.6474 | 466.1463 | 132.3737 | 1244.1674 | 5782.5831
7 | 203 | 18 | 13516.3138 | 5048.7486 | 1602.7188 | 20167.7813 | 9717.541 | 2683.1441 | 1367.8637 | 13768.5488 | 289.4281 | 11.1319 | 81.639 | 382.199 | 6017.0335
7 | 203 | 19 | 12981.254 | 4836.8933 | 1561.9143 | 19380.0615 | 9812.8183 | 3092.0242 | 1854.4428 | 14759.2853 | 132.1907 | 27.8296 | 23.5093 | 183.5297 | 4437.2465
7 | 203 | 20 | 11994.2079 | 4450.242 | 1477.3409 | 17921.7907 | 9978.9785 | 3092.7575 | 2414.1623 | 15485.8983 | 0 | 0 | 0 | 0 | 2435.8923
7 | 203 | 21 | 10973.822 | 4050.798 | 1396.1577 | 16420.7778 | 10129.8474 | 3312.8326 | 2968.3603 | 16411.0403 | 0 | 0 | 0 | 0 | 9.7374
7 | 203 | 22 | 10172.0321 | 3734.7468 | 1342.2487 | 15249.0276 | 10159.9391 | 3372.254 | 3340.7595 | 16872.9526 | 0 | 0 | 0 | 0 | -1623.925
7 | 203 | 23 | 9644.9475 | 3523.8785 | 1310.1455 | 14478.9716 | 10187.7089 | 3372.254 | 3434.8295 | 16994.7924 | 0 | 0 | 0 | 0 | -2515.8208
7 | 203 | 24 | 9311.0085 | 3382.254 | 1284.7833 | 13978.0458 | 10326.2248 | 3372.254 | 3651.9918 | 17350.4706 | 0 | 0 | 0 | 0 | -3372.4248
7 | 204 | 1 | 9138.3959 | 3296.4085 | 1271.8007 | 13706.6051 | 10474.8146 | 3372.254 | 3721.09 | 17568.1586 | 0 | 0 | 0 | 0 | -3861.5535
7 | 204 | 2 | 9194.3196 | 3288.0087 | 1285.8138 | 13768.1421 | 10283.2965 | 3372.254 | 3752.356 | 17407.9065 | 0 | 0 | 0 | 0 | -3639.7644
7 | 204 | 3 | 9602.0279 | 3409.6701 | 1323.0087 | 14334.7067 | 10382.6572 | 3372.254 | 3729.2352 | 17484.1464 | 0 | 0 | 0 | 0 | -3149.4397
7 | 204 | 4 | 10385.357 | 3669.9748 | 1397.3981 | 15452.7299 | 10127.1679 | 3372.2297 | 3638.5223 | 17137.92 | 0 | 0 | 0 | 0 | -1685.19
7 | 204 | 5 | 11317.7843 | 4050.3274 | 1483.6103 | 16851.7219 | 9920.3905 | 3372.254 | 3833.6453 | 17126.2898 | 0 | 0 | 0 | 0 | -274.5679
7 | 204 | 6 | 12099.9569 | 4399.5409 | 1560.6813 | 18060.1791 | 10345.8361 | 3372.254 | 3570.7626 | 17288.8527 | 41.7444 | 0 | 20.5597 | 62.3041 | 709.0223
7 | 204 | 7 | 12774.1635 | 4704.9915 | 1613.0469 | 19092.202 | 10027.4829 | 3353.8216 | 3429.4285 | 16810.7329 | 118.2759 | 54.2678 | 237.205 | 409.7487 | 1871.7203
7 | 204 | 8 | 13392.4684 | 5001.3259 | 1639.389 | 20033.1832 | 9856.3791 | 3369.8028 | 3013.0221 | 16239.204 | 299.1685 | 79.3144 | 202.3437 | 580.8266 | 3213.1525
7 | 204 | 9 | 13954.809 | 5248.1937 | 1655.4935 | 20858.4962 | 9099.3674 | 3372.1589 | 2687.4076 | 15158.934 | 329.7811 | 148.8885 | 202.8601 | 681.5297 | 5018.0326
7 | 204 | 10 | 14326.9133 | 5420.1809 | 1663.6725 | 21410.7667 | 8890.9882 | 3372.254 | 2442.934 | 14706.1762 | 754.1829 | 217.0711 | 439.1528 | 1410.4068 | 5294.1836
7 | 204 | 11 | 14695.1682 | 5553.1615 | 1666.3504 | 21914.6802 | 9209.1121 | 3372.2491 | 2345.5837 | 14926.9449 | 940.6414 | 349.2618 | 642.4921 | 1932.3953 | 5055.3399
7 | 204 | 12 | 14966.5511 | 5646.5706 | 1667.4131 | 22280.5349 | 9871.6749 | 3372.254 | 2286.8411 | 15530.77 | 1061.7003 | 507.8907 | 654.9946 | 2224.5856 | 4525.1793
7 | 204 | 13 | 15157.9349 | 5654.3585 | 1678.0908 | 22490.3842 | 10014.6271 | 3371.2813 | 2412.9193 | 15798.8277 | 1306.601 | 342.3044 | 906.2023 | 2555.1078 | 4136.4487
7 | 204 | 14 | 15292.947 | 5524.4127 | 1689.0077 | 22506.3673 | 9968.0459 | 3372.254 | 2507.5104 | 15847.8103 | 1417.9196 | 310.3004 | 941.8554 | 2670.0753 | 3988.4818
7 | 204 | 15 | 15271.4105 | 5437.9904 | 1687.6532 | 22397.0541 | 9988.7098 | 3364.5651 | 2424.4226 | 15777.6975 | 1287.1203 | 510.6737 | 692.7938 | 2490.5878 | 4128.7688
7 | 204 | 16 | 14901.799 | 5316.0595 | 1680.3694 | 21898.2278 | 9778.4665 | 3245.1131 | 2967.181 | 15990.7606 | 1561.2421 | 416.0529 | 908.1654 | 2885.4604 | 3022.0068
7 | 204 | 17 | 14405.9935 | 5161.3242 | 1645.9604 | 21213.2781 | 9643.5142 | 3371.7238 | 3383.4507 | 16398.6888 | 2259.7658 | 704.0896 | 872.3411 | 3836.1964 | 978.3929
7 | 204 | 18 | 13990.1804 | 5047.2584 | 1621.8703 | 20659.3091 | 9749.7336 | 3369.9578 | 3352.6674 | 16472.3589 | 1669.7776 | 709.6555 | 1062.8862 | 3442.3193 | 744.631
7 | 204 | 19 | 13329.0575 | 4771.9753 | 1562.4 | 19663.4328 | 9868.5219 | 3241.8346 | 3378.7136 | 16489.07 | 1029.6962 | 343.6959 | 401.0963 | 1774.4884 | 1399.8744
7 | 204 | 20 | 12367.3732 | 4379.1132 | 1489.3232 | 18235.8096 | 10647.5177 | 3234.4224 | 3711.4968 | 17593.4369 | 0 | 0 | 0 | 0 | 642.3727
7 | 204 | 21 | 11339.3643 | 4007.6245 | 1412.8533 | 16759.8421 | 10778.9205 | 3364.5653 | 3654.1712 | 17797.657 | 0 | 0 | 0 | 0 | -1037.8149
7 | 204 | 22 | 10519.6603 | 3705.1404 | 1347.1076 | 15571.9083 | 10746.0645 | 3371.7156 | 3683.5865 | 17801.3666 | 0 | 0 | 0 | 0 | -2229.4582
7 | 204 | 23 | 9972.5038 | 3488.9926 | 1311.3845 | 14772.881 | 10705.1538 | 3372.254 | 3700.4091 | 17777.8169 | 0 | 0 | 0 | 0 | -3004.9359
7 | 204 | 24 | 9636.9274 | 3346.7658 | 1286.5667 | 14270.2599 | 10552.4298 | 3372.254 | 3616.1757 | 17540.8595 | 0 | 0 | 0 | 0 | -3270.5996
7 | 205 | 1 | 9447.5413 | 3238.7588 | 1274.4248 | 13960.7249 | 10334.4075 | 3372.254 | 3226.0738 | 16932.7353 | 0 | 0 | 0 | 0 | -2972.0104
7 | 205 | 2 | 9369.6256 | 3176.9497 | 1271.1887 | 13817.764 | 10143.9078 | 3372.254 | 2899.8405 | 16416.0023 | 0 | 0 | 0 | 0 | -2598.2383
7 | 205 | 3 | 9416.7655 | 3181.7948 | 1282.1068 | 13880.6671 | 9890.4919 | 3371.6522 | 2722.1494 | 15984.2935 | 0 | 0 | 0 | 0 | -2103.6264
7 | 205 | 4 | 9687.3772 | 3255.988 | 1320.5044 | 14263.8696 | 9438.4074 | 3346.8749 | 2582.0569 | 15367.3391 | 0 | 0 | 0 | 0 | -1103.4696
7 | 205 | 5 | 10313.2847 | 3477.2452 | 1388.7542 | 15179.2841 | 9153.2108 | 3311.3566 | 2591.2909 | 15055.8583 | 0 | 0 | 0 | 0 | 123.4258
7 | 205 | 6 | 11079.3282 | 3784.5239 | 1463.291 | 16327.1431 | 9084.2819 | 3279.1258 | 2657.3284 | 15020.7362 | 247.6837 | 8.3489 | 321.1731 | 577.2057 | 729.2012
7 | 205 | 7 | 11770.7078 | 4088.2322 | 1522.9536 | 17381.8936 | 7901.7777 | 2944.5398 | 2480.6738 | 13326.9913 | 1436.0088 | 431.3592 | 1094.2769 | 2961.645 | 1093.2573
7 | 205 | 8 | 12386.1802 | 4359.6386 | 1569.8944 | 18315.7133 | 7119.5928 | 2431.4642 | 2243.2709 | 11794.3279 | 239.3348 | 33.3956 | 921.0991 | 1193.8295 | 5327.5559
7 | 205 | 9 | 12876.4218 | 4576.2771 | 1591.7313 | 19044.4302 | 7244.1416 | 2898.6612 | 2051.3172 | 12194.12 | 1333.0392 | 133.5822 | 1010.4411 | 2477.0625 | 4373.2477
7 | 205 | 10 | 13269.0197 | 4744.1236 | 1601.9511 | 19615.0943 | 8751.044 | 3182.8425 | 2059.0551 | 13992.9417 | 2206.8895 | 944.8159 | 1780.1178 | 4931.8232 | 690.3294
7 | 205 | 11 | 13533.5079 | 4883.637 | 1597.4641 | 20014.609 | 9158.1184 | 3198.0847 | 2219.168 | 14575.3711 | 2280.638 | 862.7185 | 1378.4843 | 4521.8408 | 917.3971
7 | 205 | 12 | 13769.0787 | 5002.9385 | 1595.4287 | 20367.4459 | 9377.5716 | 3371.2557 | 2637.585 | 15386.4124 | 2507.4495 | 247.6837 | 1536.7799 | 4291.913 | 689.1205
7 | 205 | 13 | 13943.3694 | 5119.0574 | 1601.1007 | 20663.5275 | 9938.9717 | 3372.1906 | 3151.3636 | 16462.526 | 2199.9321 | 615.0348 | 1763.3783 | 4578.3452 | -377.3436
7 | 205 | 14 | 14064.4835 | 5170.7954 | 1610.6729 | 20845.9518 | 10061.6942 | 3366.3474 | 3651.9827 | 17080.0242 | 2422.5691 | 658.1707 | 1421.574 | 4502.3138 | -736.3862
7 | 205 | 15 | 13943.7826 | 5143.9147 | 1615.9335 | 20703.6308 | 10348.9086 | 3369.8939 | 3879.8768 | 17598.6793 | 2198.5405 | 502.3248 | 1694.4711 | 4395.3364 | -1290.3849
7 | 205 | 16 | 13645.101 | 4942.3547 | 1606.36 | 20193.8156 | 10505.4111 | 3283.7339 | 4059.1656 | 17848.3106 | 2538.0621 | 205.9392 | 1769.9236 | 4513.9249 | -2168.4198
7 | 205 | 17 | 13256.1448 | 4722.8312 | 1574.2594 | 19553.2354 | 10548.1085 | 3352.8872 | 4171.0114 | 18072.0072 | 2571.4576 | 727.7448 | 1759.4749 | 5058.6773 | -3577.4491
7 | 205 | 18 | 13044.9052 | 4602.6178 | 1565.15 | 19212.6731 | 10258.813 | 3360.4608 | 3937.7436 | 17557.0174 | 1630.8162 | 591.3796 | 1494.3315 | 3716.5273 | -2060.8716
7 | 205 | 19 | 12571.4122 | 4420.3217 | 1512.9183 | 18504.6522 | 9956.0953 | 3202.8113 | 3765.2344 | 16924.141 | 1134.0573 | 384.0489 | 698.964 | 2217.0701 | -636.5589
7 | 205 | 20 | 11803.3117 | 4133.0443 | 1449.6499 | 17386.0059 | 10450.4464 | 3220.9636 | 3860.1338 | 17531.5438 | 0 | 0 | 0 | 0 | -145.538
7 | 205 | 21 | 10966.9143 | 3828.4615 | 1388.3346 | 16183.7104 | 10727.701 | 3284.9084 | 3824.9306 | 17837.54 | 0 | 0 | 0 | 0 | -1653.8295
7 | 205 | 22 | 10230.6824 | 3565.2945 | 1346.706 | 15142.6829 | 10789.9065 | 3168.0367 | 3936.3762 | 17894.3194 | 0 | 0 | 0 | 0 | -2751.6365
7 | 205 | 23 | 9666.6395 | 3360.7579 | 1312.4818 | 14339.8791 | 10543.9899 | 3180.0074 | 3943.5025 | 17667.4998 | 0 | 0 | 0 | 0 | -3327.6206
7 | 205 | 24 | 9255.8731 | 3217.8056 | 1285.1042 | 13758.783 | 10565.2898 | 3182.3689 | 3951.1602 | 17698.8189 | 0 | 0 | 0 | 0 | -3940.0359
7 | 206 | 1 | 8995.9339 | 3109.0122 | 1269.3751 | 13374.3212 | 10323.3955 | 3191.6741 | 3860.789 | 17375.8585 | 0 | 0 | 0 | 0 | -4001.5373
7 | 206 | 2 | 8807.1288 | 3036.0176 | 1264.4801 | 13107.6265 | 10350.013 | 3370.3135 | 3628.5326 | 17348.8591 | 0 | 0 | 0 | 0 | -4241.2327
7 | 206 | 3 | 8710.8302 | 3001.1729 | 1266.4262 | 12978.4293 | 10190.9283 | 3370.2211 | 3744.7484 | 17305.8978 | 0 | 0 | 0 | 0 | -4327.4685
7 | 206 | 4 | 8809.3941 | 3009.6625 | 1291.6355 | 13110.6921 | 10411.3072 | 3372.254 | 3668.8199 | 17452.381 | 0 | 0 | 0 | 0 | -4341.6889
7 | 206 | 5 | 9298.8128 | 3177.3418 | 1365.9986 | 13842.1533 | 10541.8411 | 3372.254 | 3546.2401 | 17460.3352 | 0 | 0 | 0 | 0 | -3618.1819
7 | 206 | 6 | 9892.8305 | 3402.3343 | 1446.4532 | 14741.6181 | 10596.2864 | 3372.254 | 3309.918 | 17278.4583 | 218.4626 | 4.1744 | 318.4735 | 541.1105 | -3077.9508
7 | 206 | 7 | 10414.4547 | 3601.0188 | 1502.9631 | 15518.4366 | 10228.6347 | 3334.4073 | 3094.9888 | 16658.0308 | 1426.2684 | 439.7081 | 1035.7559 | 2901.7324 | -4041.3267
7 | 206 | 8 | 10849.3085 | 3782.0643 | 1537.6573 | 16169.0301 | 9638.9476 | 3262.2973 | 3011.7249 | 15912.9698 | 1629.4247 | 80.7059 | 179.2674 | 1889.398 | -1633.3377
7 | 206 | 9 | 11200.5655 | 3925.583 | 1548.3237 | 16674.4722 | 10303.2764 | 3312.9298 | 2928.8745 | 16545.0807 | 1680.9095 | 186.4585 | 1453.0409 | 3320.4089 | -3191.0174
7 | 206 | 10 | 11520.5459 | 4043.5947 | 1563.3857 | 17127.5263 | 10902.7597 | 3341.0161 | 2750.8156 | 16994.5914 | 1653.0799 | 256.0326 | 1418.8536 | 3327.9661 | -3195.0312
7 | 206 | 11 | 11689.2737 | 4153.8045 | 1560.1935 | 17403.2718 | 10826.9053 | 3349.6536 | 3078.1287 | 17254.6877 | 1373.3921 | 129.4078 | 1199.4135 | 2702.2134 | -2553.6293
7 | 206 | 12 | 11816.2991 | 4262.5515 | 1560.0588 | 17638.9094 | 10934.3315 | 3353.5444 | 3552.8921 | 17840.7679 | 1324.6903 | 339.5215 | 1286.8549 | 2951.0667 | -3152.9252
7 | 206 | 13 | 12054.5576 | 4361.6868 | 1571.2578 | 17987.5023 | 10952.9038 | 3344.8972 | 4029.9518 | 18327.7529 | 1019.9559 | 189.2415 | 1149.3945 | 2358.5919 | -2698.8424
7 | 206 | 14 | 12390.0366 | 4472.2573 | 1590.9423 | 18453.2361 | 10931.1117 | 3372.254 | 3798.3425 | 18101.7082 | 1092.3129 | 166.9778 | 1188.1476 | 2447.4383 | -2095.9104
7 | 206 | 15 | 12700.4841 | 4589.3199 | 1612.7263 | 18902.5302 | 10335.8164 | 3372.254 | 4248.553 | 17956.6234 | 751.4 | 208.7222 | 1069.0799 | 2029.2021 | -1083.2952
7 | 206 | 16 | 12757.1422 | 4580.2369 | 1613.2628 | 18950.642 | 10454.7471 | 3194.5663 | 4263.3913 | 17912.7047 | 264.3815 | 208.7222 | 1176.1316 | 1649.2353 | -611.298
7 | 206 | 17 | 12504.5892 | 4460.7554 | 1586.3397 | 18551.6843 | 10668.1463 | 3262.533 | 4263.3913 | 18194.0706 | 620.6007 | 211.5052 | 1008.9917 | 1841.0975 | -1483.4838
7 | 206 | 18 | 12292.9084 | 4368.3863 | 1571.5645 | 18232.8592 | 10650.8785 | 3231.4285 | 4263.3701 | 18145.6771 | 329.7811 | 51.4848 | 360.2343 | 741.5002 | -654.3181
7 | 206 | 19 | 11799.3399 | 4208.7619 | 1519.5944 | 17527.6962 | 10768.6873 | 3257.1576 | 4260.864 | 18286.7089 | 44.5274 | 9.7404 | 91.9583 | 146.226 | -905.2388
7 | 206 | 20 | 10915.3906 | 3896.2858 | 1436.9982 | 16248.6745 | 10769.9989 | 3030.5299 | 4263.3913 | 18063.9202 | 0 | 0 | 0 | 0 | -1815.2457
7 | 206 | 21 | 10028.5966 | 3570.5744 | 1359.794 | 14958.965 | 10458.4403 | 3090.3944 | 4263.3913 | 17812.226 | 0 | 0 | 0 | 0 | -2853.261
7 | 206 | 22 | 9346.0463 | 3312.1143 | 1310.0174 | 13968.1781 | 10366.7498 | 2716.1246 | 4263.3913 | 17346.2657 | 0 | 0 | 0 | 0 | -3378.0876
7 | 206 | 23 | 8846.6289 | 3137.1267 | 1273.9967 | 13257.7522 | 10227.1757 | 2589.3459 | 4259.7282 | 17076.2498 | 0 | 0 | 0 | 0 | -3818.4975
7 | 206 | 24 | 8558.4536 | 3024.2425 | 1256.1776 | 12838.8737 | 10118.4697 | 2762.9086 | 4263.3913 | 17144.7696 | 0 | 0 | 0 | 0 | -4305.896
7 | 207 | 1 | 8400.9133 | 2955.4142 | 1245.3203 | 12601.6478 | 10088.5013 | 2617.0793 | 4247.8828 | 16953.4634 | 0 | 0 | 0 | 0 | -4351.8156
7 | 207 | 2 | 8474.0975 | 2970.6756 | 1250.3342 | 12695.1073 | 9262.8841 | 2133.6699 | 4163.1778 | 15559.7318 | 0 | 0 | 0 | 0 | -2864.6245
7 | 207 | 3 | 8858.2181 | 3093.3077 | 1287.7339 | 13239.2597 | 8691.4603 | 1235.7285 | 4137.4277 | 14064.6165 | 0 | 0 | 0 | 0 | -825.3568
7 | 207 | 4 | 9593.7889 | 3336.1456 | 1359.9291 | 14289.8637 | 7631.9953 | 1224.0428 | 4073.2989 | 12929.337 | 0 | 0 | 0 | 0 | 1360.5267
7 | 207 | 5 | 10458.1982 | 3657.3447 | 1444.5365 | 15560.0794 | 6900.5487 | 1416.4079 | 4204.5611 | 12521.5177 | 0 | 0 | 0 | 0 | 3038.5617
7 | 207 | 6 | 11110.0623 | 3908.4441 | 1518.1103 | 16536.6168 | 6157.1604 | 1326.1348 | 4255.6026 | 11738.8977 | 58.4422 | 0 | 0 | 58.4422 | 4739.2769
7 | 207 | 7 | 11568.1448 | 4097.0843 | 1548.1795 | 17213.4085 | 5557.0781 | 1185.6229 | 4008.9651 | 10751.6662 | 588.5966 | 96.0122 | 81.389 | 765.9978 | 5695.7445
7 | 207 | 8 | 11980.2064 | 4283.8642 | 1582.8376 | 17846.9081 | 3457.4978 | 583.8894 | 3418.1682 | 7459.5554 | 585.8137 | 333.9555 | 245.8755 | 1165.6447 | 9221.708
7 | 207 | 9 | 12338.6075 | 4424.3246 | 1594.5051 | 18357.4373 | 2990.8353 | 361.6768 | 2946.4163 | 6298.9285 | 1267.6395 | 534.3289 | 540.682 | 2342.6504 | 9715.8584
7 | 207 | 10 | 12673.9104 | 4510.7042 | 1606.8022 | 18791.4168 | 2538.5233 | 295.2106 | 2050.621 | 4884.3549 | 1218.9377 | 278.2963 | 740.5924 | 2237.8264 | 11669.2355
7 | 207 | 11 | 12927.8967 | 4592.6991 | 1616.1074 | 19136.7032 | 2396.0422 | 273.4643 | 1935.9642 | 4605.4706 | 1430.4429 | 459.1889 | 667.6312 | 2557.2629 | 11973.9697
7 | 207 | 12 | 13073.6275 | 4612.1632 | 1615.267 | 19301.0577 | 2389.2659 | 332.7243 | 1748.4958 | 4470.4861 | 1413.7451 | 413.27 | 901.7706 | 2728.7856 | 12101.786
7 | 207 | 13 | 13124.8618 | 4589.8067 | 1618.2438 | 19332.9123 | 2789.5965 | 350.5822 | 1950.7997 | 5090.9784 | 1362.2603 | 416.0529 | 786.486 | 2564.7992 | 11677.1347
7 | 207 | 14 | 13179.2228 | 4596.0882 | 1633.2287 | 19408.5397 | 3068.2642 | 523.709 | 1887.0017 | 5478.9749 | 1629.4247 | 457.7974 | 528.916 | 2616.1382 | 11313.4266
7 | 207 | 15 | 13276.0612 | 4621.2139 | 1653.0085 | 19550.2836 | 3754.363 | 781.6576 | 2185.9111 | 6721.9317 | 1367.8262 | 663.7366 | 481.8095 | 2513.3723 | 10314.9796
7 | 207 | 16 | 13214.5193 | 4609.4997 | 1659.1343 | 19483.1533 | 4724.855 | 726.2984 | 2395.2385 | 7846.3919 | 1291.2947 | 656.7792 | 293.7765 | 2241.8505 | 9394.911
7 | 207 | 17 | 13054.5395 | 4541.4509 | 1629.2526 | 19225.2429 | 4357.2644 | 607.3412 | 2414.389 | 7378.9947 | 411.8785 | 89.0548 | 471.4368 | 972.3701 | 10873.8781
7 | 207 | 18 | 12881.9005 | 4495.8014 | 1609.8632 | 18987.5651 | 3670.3295 | 609.2649 | 1426.6406 | 5706.235 | 1146.5807 | 766.7062 | 175.1391 | 2088.426 | 11192.904
7 | 207 | 19 | 12268.031 | 4303.3226 | 1549.4124 | 18120.7659 | 5120.1178 | 434.6744 | 1249.8299 | 6804.6221 | 800.1018 | 374.3085 | 146.1055 | 1320.5158 | 9995.628
7 | 207 | 20 | 11278.1094 | 3962.3469 | 1461.2942 | 16701.7504 | 6377.8336 | 746.5599 | 1308.978 | 8433.3714 | 0 | 0 | 0 | 0 | 8268.379
7 | 207 | 21 | 10277.6964 | 3602.3612 | 1381.0474 | 15261.105 | 6714.1337 | 1576.2496 | 1843.57 | 10133.9534 | 0 | 0 | 0 | 0 | 5127.1516
7 | 207 | 22 | 9565.4904 | 3336.3887 | 1325.1336 | 14227.0127 | 6451.528 | 1763.4581 | 1991.2215 | 10206.2076 | 0 | 0 | 0 | 0 | 4020.8051
7 | 207 | 23 | 9086.9704 | 3161.8122 | 1290.1297 | 13538.9123 | 5719.9762 | 1659.2395 | 2088.6316 | 9467.8473 | 0 | 0 | 0 | 0 | 4071.065
7 | 207 | 24 | 8774.3428 | 3044.8477 | 1268.6974 | 13087.8879 | 5449.9462 | 1240.1985 | 2095.988 | 8786.1327 | 0 | 0 | 0 | 0 | 4301.7553
7 | 208 | 1 | 8624.0163 | 2983.1449 | 1259.9323 | 12867.0936 | 4708.5769 | 979.6466 | 2067.668 | 7755.8916 | 0 | 0 | 0 | 0 | 5111.202
7 | 208 | 2 | 8697.827 | 2987.36 | 1271.8674 | 12957.0543 | 4222.0442 | 768.6881 | 2026.6395 | 7017.3719 | 0 | 0 | 0 | 0 | 5939.6825
7 | 208 | 3 | 9078.9777 | 3111.3326 | 1303.8034 | 13494.1137 | 4120.9376 | 714.6718 | 2028.709 | 6864.3185 | 0 | 0 | 0 | 0 | 6629.7952
7 | 208 | 4 | 9819.439 | 3367.5381 | 1376.661 | 14563.6381 | 4092.3699 | 755.6401 | 1763.986 | 6611.9959 | 0 | 0 | 0 | 0 | 7951.6422
7 | 208 | 5 | 10708.0011 | 3693.1873 | 1460.5987 | 15861.7871 | 4163.4583 | 773.6121 | 1537.1551 | 6474.2255 | 0 | 0 | 0 | 0 | 9387.5616
7 | 208 | 6 | 11393.7081 | 3946.3654 | 1535.7555 | 16875.8291 | 3808.1637 | 796.4961 | 1109.5854 | 5714.2452 | 116.8844 | 0 | 283.8532 | 400.7376 | 10760.8463
7 | 208 | 7 | 11886.3895 | 4148.4794 | 1579.5661 | 17614.4351 | 3139.2903 | 615.006 | 768.5353 | 4522.8316 | 1012.9985 | 218.4626 | 1070.9551 | 2302.4162 | 10789.1873
7 | 208 | 8 | 12287.7158 | 4336.8106 | 1604.6141 | 18229.1406 | 1729.6359 | 228.8641 | 342.3467 | 2300.8467 | 1854.8447 | 364.5681 | 1363.4579 | 3582.8707 | 12345.4232
7 | 208 | 9 | 12770.9918 | 4534.9651 | 1622.2186 | 18928.1755 | 1034.9833 | 52.3671 | 96.5257 | 1183.8761 | 2711.9972 | 854.3696 | 1223.6566 | 4790.0235 | 12954.2759
7 | 208 | 10 | 13024.8167 | 4643.7857 | 1627.2058 | 19295.8082 | 1310.9382 | 122.482 | 88.0311 | 1521.4513 | 2766.2651 | 925.3352 | 1283.0319 | 4974.6321 | 12799.7248
7 | 208 | 11 | 13416.0405 | 4818.078 | 1638.5455 | 19872.6641 | 1902.5694 | 278.9808 | 160.5056 | 2342.0558 | 2738.4354 | 907.2459 | 1806.4101 | 5452.0914 | 12078.5169
7 | 208 | 12 | 13705.102 | 4950.5379 | 1645.2759 | 20300.9159 | 2758.853 | 527.6937 | 287.2466 | 3573.7933 | 2638.2488 | 894.7225 | 1774.7395 | 5307.7108 | 11419.4119
7 | 208 | 13 | 14075.6189 | 5075.8007 | 1655.1215 | 20806.5412 | 3462.2315 | 797.5143 | 401.8827 | 4661.6285 | 2551.9769 | 687.3918 | 1759.5373 | 4998.906 | 11146.0067
7 | 208 | 14 | 14423.1846 | 5189.1994 | 1674.3528 | 21286.7367 | 3640.5514 | 835.9028 | 778.6978 | 5255.1521 | 2334.9058 | 765.3148 | 1677.4608 | 4777.6814 | 11253.9032
7 | 208 | 15 | 14652.6034 | 5247.6854 | 1684.6398 | 21584.9286 | 4093.6979 | 1002.1593 | 1086.2158 | 6182.0729 | 2344.6461 | 823.757 | 1613.4943 | 4781.8974 | 10620.9583
7 | 208 | 16 | 14577.7635 | 5157.8716 | 1689.546 | 21425.1811 | 3879.5193 | 1522.2835 | 2117.499 | 7519.3018 | 2301.5102 | 601.12 | 1570.1084 | 4472.7385 | 9433.1408
7 | 208 | 17 | 14165.6534 | 4982.2212 | 1654.9625 | 20802.8371 | 3696.2848 | 2156.396 | 2188.3195 | 8041.0004 | 2234.7191 | 368.7425 | 1277.6517 | 3881.1134 | 8880.7233
7 | 208 | 18 | 13851.529 | 4853.4273 | 1636.1864 | 20341.1427 | 6680.9409 | 2053.519 | 1976.5955 | 10711.0554 | 786.187 | 173.9352 | 517.0803 | 1477.2025 | 8152.8849
7 | 208 | 19 | 13146.336 | 4613.5291 | 1576.581 | 19336.4461 | 8139.5638 | 2600.5128 | 2364.332 | 13104.4085 | 308.9089 | 23.6552 | 72.2945 | 404.8586 | 5827.179
7 | 208 | 20 | 12005.1453 | 4221.1829 | 1486.3486 | 17712.6768 | 8560.3211 | 2445.99 | 2551.013 | 13557.3241 | 0 | 0 | 0 | 0 | 4155.3527
7 | 208 | 21 | 10922.4472 | 3825.5577 | 1408.3231 | 16156.3281 | 8310.2409 | 2552.3018 | 2198.9068 | 13061.4495 | 0 | 0 | 0 | 0 | 3094.8786
7 | 208 | 22 | 10094.8341 | 3527.8867 | 1347.3712 | 14970.092 | 7901.3349 | 1443.2397 | 2285.3715 | 11629.9461 | 0 | 0 | 0 | 0 | 3340.146
7 | 208 | 23 | 9539.8532 | 3349.7678 | 1313.8411 | 14203.4621 | 5822.1632 | 939.8132 | 2623.661 | 9385.6374 | 0 | 0 | 0 | 0 | 4817.8246
7 | 208 | 24 | 9165.1518 | 3240.8813 | 1287.0138 | 13693.0468 | 4139.5539 | 161.9954 | 2283.1772 | 6584.7265 | 0 | 0 | 0 | 0 | 7108.3203
7 | 209 | 1 | 8953.0758 | 3186.3463 | 1272.1675 | 13411.5895 | 2829.454 | 10.0481 | 2339.7994 | 5179.3015 | 0 | 0 | 0 | 0 | 8232.288
7 | 209 | 2 | 8993.7405 | 3194.8574 | 1281.9248 | 13470.5228 | 2689.4746 | 32.7552 | 2510.0433 | 5232.2731 | 0 | 0 | 0 | 0 | 8238.2497
7 | 209 | 3 | 9389.0125 | 3350.9488 | 1324.2128 | 14064.174 | 2491.4845 | 75.0771 | 1941.1667 | 4507.7283 | 0 | 0 | 0 | 0 | 9556.4457
7 | 209 | 4 | 10157.9233 | 3633.3166 | 1398.1163 | 15189.3562 | 2652.2785 | 69.8639 | 1513.6429 | 4235.7853 | 0 | 0 | 0 | 0 | 10953.5709
7 | 209 | 5 | 11035.2671 | 3951.5346 | 1485.6085 | 16472.4102 | 2238.1651 | 64.6146 | 1250.114 | 3552.8937 | 0 | 0 | 0 | 0 | 12919.5164
7 | 209 | 6 | 11646.7502 | 4176.6185 | 1559.5814 | 17382.9501 | 1759.5163 | 46.7137 | 988.3262 | 2794.5562 | 2.783 | 0 | 6.8741 | 9.657 | 14578.7368
7 | 209 | 7 | 12150.8696 | 4354.9753 | 1603.4457 | 18109.2905 | 1140.126 | 0.12159 | 582.3643 | 1722.6119 | 608.0774 | 377.0915 | 106.4773 | 1091.6462 | 15295.0324
7 | 209 | 8 | 12555.1971 | 4506.3581 | 1632.9751 | 18694.5303 | 418.0163 | 0 | 275.5073 | 693.5236 | 2229.1532 | 628.9496 | 976.9939 | 3835.0967 | 14165.91
7 | 209 | 9 | 12808.5491 | 4622.6426 | 1639.1284 | 19070.3202 | 52.3496 | 0 | 193.2499 | 245.5995 | 2248.6339 | 836.2803 | 1025.7627 | 4110.677 | 14714.0437
7 | 209 | 10 | 13016.9394 | 4760.4269 | 1628.6016 | 19405.9679 | 53.0572 | 0 | 128.4611 | 181.5182 | 2371.0844 | 833.4973 | 1422.3793 | 4626.961 | 14597.4886
7 | 209 | 11 | 13215.4416 | 4903.3898 | 1630.7749 | 19749.6063 | 76.8381 | 2.0586 | 109.4064 | 188.3031 | 2407.2628 | 701.3066 | 1748.3222 | 4856.8917 | 14704.4116
7 | 209 | 12 | 13374.5565 | 5035.996 | 1623.9582 | 20034.5107 | 251.7709 | 46.4359 | 256.7851 | 554.9919 | 2515.7984 | 801.4932 | 1594.6224 | 4911.914 | 14567.6048
7 | 209 | 13 | 13600.4908 | 5093.2042 | 1615.8674 | 20309.5625 | 681.646 | 132.9662 | 459.2948 | 1273.907 | 2158.1876 | 663.7366 | 1450.3458 | 4272.2701 | 14763.3854
7 | 209 | 14 | 13902.4915 | 5122.1589 | 1620.7897 | 20645.4401 | 1125.974 | 243.2992 | 670.4287 | 2039.7019 | 2174.8854 | 608.0774 | 1397.5411 | 4180.5039 | 14425.2343
7 | 209 | 15 | 14085.111 | 5265.6507 | 1632.3011 | 20983.0629 | 1713.1653 | 313.9871 | 808.3293 | 2835.4818 | 1832.581 | 619.2092 | 1238.8244 | 3690.6146 | 14456.9665
7 | 209 | 16 | 14123.5093 | 5282.3174 | 1641.649 | 21047.4757 | 2648.7055 | 410.2514 | 867.7973 | 3926.7542 | 1977.295 | 381.2659 | 1169.0672 | 3527.6282 | 13593.0933
7 | 209 | 17 | 13981.4705 | 5166.8734 | 1618.3218 | 20766.6658 | 3558.1532 | 529.8617 | 1133.5361 | 5221.551 | 1198.0655 | 343.6959 | 1030.6647 | 2572.4261 | 12972.6887
7 | 209 | 18 | 13864.6396 | 5092.8726 | 1585.417 | 20542.9292 | 2949.5494 | 555.6644 | 1124.4628 | 4629.6766 | 439.7081 | 375.7 | 527.8444 | 1343.2525 | 14570.0001
7 | 209 | 19 | 13352.2535 | 4900.4628 | 1520.8264 | 19773.5428 | 3017.2126 | 649.3243 | 1470.1809 | 5136.7178 | 308.9089 | 222.637 | 34.2661 | 565.812 | 14071.013
7 | 209 | 20 | 12436.9617 | 4541.6039 | 1442.204 | 18420.7696 | 5204.9872 | 1477.8612 | 2497.771 | 9180.6194 | 0 | 0 | 0 | 0 | 9240.1502
7 | 209 | 21 | 11470.7317 | 4170.6172 | 1375.5673 | 17016.9162 | 6325.5803 | 1826.7493 | 1854.7711 | 10007.1008 | 0 | 0 | 0 | 0 | 7009.8155
7 | 209 | 22 | 10723.6271 | 3885.7071 | 1326.8629 | 15936.1972 | 4584.6441 | 1338.4135 | 1364.0426 | 7287.1002 | 0 | 0 | 0 | 0 | 8649.097
7 | 209 | 23 | 10278.7642 | 3701.0217 | 1298.8824 | 15278.6684 | 4587.8348 | 1269.4972 | 802.6409 | 6659.9728 | 0 | 0 | 0 | 0 | 8618.6956
7 | 209 | 24 | 10013.4839 | 3591.3091 | 1282.4225 | 14887.2155 | 4613.1322 | 1667.5283 | 595.903 | 6876.5635 | 0 | 0 | 0 | 0 | 8010.652
7 | 210 | 1 | 9887.1075 | 3544.2168 | 1271.6508 | 14702.975 | 5816.067 | 1701.2053 | 246.5514 | 7763.8237 | 0 | 0 | 0 | 0 | 6939.1514
7 | 210 | 2 | 10026.9723 | 3554.3983 | 1285.5219 | 14866.8925 | 6415.4684 | 2085.9975 | 352.0299 | 8853.4957 | 0 | 0 | 0 | 0 | 6013.3967
7 | 210 | 3 | 10530.1223 | 3700.7857 | 1333.3862 | 15564.2942 | 6619.848 | 2349.8606 | 636.9503 | 9606.6589 | 0 | 0 | 0 | 0 | 5957.6353
7 | 210 | 4 | 11425.6278 | 3992.1056 | 1417.7204 | 16835.4538 | 7399.3604 | 2478.2158 | 997.924 | 10875.5001 | 0 | 0 | 0 | 0 | 5959.9537
7 | 210 | 5 | 12510.0157 | 4369.4755 | 1509.8004 | 18389.2916 | 7266.2057 | 2461.323 | 1151.2747 | 10878.8034 | 0 | 0 | 0 | 0 | 7510.4882
7 | 210 | 6 | 13351.7881 | 4677.3835 | 1591.7906 | 19620.9622 | 6409.0524 | 2363.9002 | 1331.6446 | 10104.5971 | 100.1867 | 0 | 220.5951 | 320.7818 | 9195.5833
7 | 210 | 7 | 13965.3199 | 4927.9448 | 1645.7899 | 20539.0545 | 5673.994 | 2056.3887 | 948.0064 | 8678.389 | 1372.0007 | 393.7892 | 980.555 | 2746.3449 | 9114.3206
7 | 210 | 8 | 14507.8284 | 5191.6142 | 1687.3246 | 21386.7672 | 3249.2353 | 1332.8073 | 549.9317 | 5131.9742 | 2244.4595 | 769.4892 | 1627.0178 | 4640.9665 | 11613.8265
7 | 210 | 9 | 14933.6329 | 5413.8964 | 1706.6489 | 22054.1782 | 1854.1211 | 748.3878 | 616.1835 | 3218.6924 | 2497.7091 | 680.4344 | 1812.1219 | 4990.2654 | 13845.2204
7 | 210 | 10 | 15293.5732 | 5604.1356 | 1721.724 | 22619.4328 | 1541.6106 | 501.6275 | 844.8877 | 2888.1258 | 2282.0295 | 747.2255 | 1852.2456 | 4881.5007 | 14849.8063
7 | 210 | 11 | 15741.2691 | 5808.5479 | 1734.6996 | 23284.5166 | 1435.0456 | 299.1738 | 877.5133 | 2611.7327 | 2369.6928 | 655.3877 | 1817.792 | 4842.8726 | 15829.9113
7 | 210 | 12 | 16036.3841 | 5905.9455 | 1730.3307 | 23672.6603 | 1600.1476 | 280.7229 | 868.8447 | 2749.7152 | 2039.9118 | 688.7833 | 1703.6697 | 4432.3647 | 16490.5805
7 | 210 | 13 | 16227.0425 | 5915.7044 | 1737.0474 | 23879.7943 | 1774.1261 | 385.2876 | 947.8798 | 3107.2935 | 1824.2321 | 651.2133 | 1491.6319 | 3967.0773 | 16805.4235
7 | 210 | 14 | 16484.6986 | 5879.1584 | 1752.3814 | 24116.2383 | 1876.246 | 442.523 | 1475.5789 | 3794.3479 | 1998.1673 | 651.2133 | 1676.0738 | 4325.4544 | 15996.436
7 | 210 | 15 | 16540.7738 | 5721.6264 | 1755.4081 | 24017.8083 | 1737.6038 | 404.9402 | 1506.7397 | 3649.2837 | 2037.1288 | 660.9537 | 1552.1903 | 4250.2728 | 16118.2519
7 | 210 | 16 | 16158.3914 | 5641.1843 | 1753.3227 | 23552.8983 | 1663.5038 | 358.6384 | 1708.4065 | 3730.5487 | 1867.368 | 702.6981 | 1498.5639 | 4068.63 | 15753.7196
7 | 210 | 17 | 15638.5526 | 5481.7749 | 1725.4659 | 22845.7935 | 1713.2668 | 412.9942 | 1619.6007 | 3745.8618 | 2425.3521 | 613.6433 | 1743.1729 | 4782.1683 | 14317.7634
7 | 210 | 18 | 15178.8689 | 5351.7463 | 1710.31 | 22240.9252 | 1638.7297 | 467.1677 | 1852.9238 | 3958.8212 | 2212.4554 | 729.1362 | 1413.4426 | 4355.0342 | 13927.0698
7 | 210 | 19 | 14414.9202 | 5101.9406 | 1650.177 | 21167.0378 | 2216.5791 | 686.1874 | 2235.4534 | 5138.2199 | 1008.824 | 346.4789 | 498.5788 | 1853.8817 | 14174.9362
7 | 210 | 20 | 13286.6821 | 4716.8118 | 1558.1715 | 19561.6653 | 3559.9736 | 851.0039 | 3197.8465 | 7608.824 | 0 | 0 | 0 | 0 | 11952.8413
7 | 210 | 21 | 12207.6811 | 4328.6788 | 1480.3247 | 18016.6845 | 4149.5304 | 646.204 | 3422.9786 | 8218.7131 | 0 | 0 | 0 | 0 | 9797.9714
7 | 210 | 22 | 11402.5354 | 4028.3183 | 1413.988 | 16844.8418 | 3910.3339 | 428.0021 | 3375.0716 | 7713.4076 | 0 | 0 | 0 | 0 | 9131.4342
7 | 210 | 23 | 10851.5112 | 3834.8237 | 1378.08 | 16064.4148 | 3711.9884 | 236.9185 | 2851.6865 | 6800.5935 | 0 | 0 | 0 | 0 | 9263.8214
7 | 210 | 24 | 10495.2137 | 3707.9329 | 1353.8505 | 15556.9971 | 2914.9025 | 272.2945 | 2571.4362 | 5758.6332 | 0 | 0 | 0 | 0 | 9798.3638
7 | 211 | 1 | 10293.7576 | 3626.8045 | 1341.7872 | 15262.3493 | 2575.8318 | 307.1121 | 2635.9029 | 5518.8467 | 0 | 0 | 0 | 0 | 9743.5026
7 | 211 | 2 | 10347.7214 | 3632.5214 | 1350.4073 | 15330.6502 | 2214.0674 | 261.9077 | 2382.6071 | 4858.5822 | 0 | 0 | 0 | 0 | 10472.068
7 | 211 | 3 | 10761.5939 | 3778.32 | 1385.7114 | 15925.6254 | 1690.3913 | 271.2113 | 2254.6284 | 4216.231 | 0 | 0 | 0 | 0 | 11709.3944
7 | 211 | 4 | 11556.5331 | 4049.849 | 1461.9319 | 17068.314 | 1521.5576 | 325.8673 | 2267.9941 | 4115.419 | 0 | 0 | 0 | 0 | 12952.895
7 | 211 | 5 | 12552.9466 | 4408.3802 | 1551.332 | 18512.6589 | 1591.7054 | 315.5817 | 2305.5979 | 4212.885 | 0 | 0 | 0 | 0 | 14299.7738
7 | 211 | 6 | 13424.5763 | 4695.6378 | 1635.7467 | 19755.9608 | 1274.3518 | 299.5857 | 2189.4941 | 3763.4316 | 79.3144 | 0 | 232.6392 | 311.9537 | 15680.5755
7 | 211 | 7 | 14025.1851 | 4938.0183 | 1682.578 | 20645.7813 | 949.3122 | 306.358 | 1856.8076 | 3112.4778 | 1104.8362 | 306.1259 | 914.3011 | 2325.2633 | 15208.0403
7 | 211 | 8 | 14461.9424 | 5178.806 | 1712.9232 | 21353.6717 | 422.3379 | 99.151 | 1210.0002 | 1731.4891 | 1963.3803 | 644.2559 | 1402.2392 | 4009.8753 | 15612.3073
7 | 211 | 9 | 14803.3025 | 5359.0007 | 1723.26 | 21885.5633 | 132.7305 | 1.0926 | 1076.9001 | 1210.7232 | 2454.5732 | 677.6514 | 1769.9191 | 4902.1437 | 15772.6964
7 | 211 | 10 | 15158.1633 | 5508.2343 | 1725.0748 | 22391.4724 | 72.6533 | 0 | 936.4047 | 1009.058 | 2355.7779 | 681.8259 | 1703.8781 | 4741.482 | 16640.9324
7 | 211 | 11 | 15434.2317 | 5672.1389 | 1727.1939 | 22833.5645 | 56.0305 | 0 | 956.0876 | 1012.1182 | 2334.9057 | 733.3107 | 1607.4328 | 4675.6492 | 17145.7971
7 | 211 | 12 | 15452.571 | 5768.8157 | 1720.2697 | 22941.6563 | 51.4629 | 0 | 1012.1958 | 1063.6587 | 2096.9624 | 659.5622 | 1541.4335 | 4297.9581 | 17580.0396
7 | 211 | 13 | 15651.6502 | 5784.2609 | 1719.2272 | 23155.1383 | 108.4823 | 0 | 1039.7836 | 1148.2659 | 2000.9502 | 564.9414 | 1310.9477 | 3876.8393 | 18130.0331
7 | 211 | 14 | 15924.5874 | 5708.5753 | 1731.2489 | 23364.4115 | 332.0171 | 55.1627 | 1039.2969 | 1426.4767 | 1654.4714 | 441.0996 | 1174.8162 | 3270.3872 | 18667.5477
7 | 211 | 15 | 15891.6775 | 5539.0702 | 1726.3916 | 23157.1393 | 405.7519 | 181.9734 | 998.9121 | 1586.6375 | 1280.1629 | 239.3348 | 1269.3907 | 2788.8884 | 18781.6134
7 | 211 | 16 | 15497.3712 | 5350.2389 | 1715.4435 | 22563.0536 | 502.9991 | 239.502 | 969.3123 | 1711.8134 | 947.5988 | 139.1481 | 1276.4777 | 2363.2246 | 18488.0156
7 | 211 | 17 | 14929.1001 | 5171.6955 | 1689.9672 | 21790.7629 | 613.2146 | 515.0044 | 992.7833 | 2121.0023 | 601.12 | 164.1948 | 779.6608 | 1544.9756 | 18124.7849
7 | 211 | 18 | 14477.4582 | 5057.2029 | 1672.8758 | 21207.5368 | 774.0689 | 622.0747 | 1627.7529 | 3023.8965 | 331.1726 | 66.7911 | 570.5472 | 968.5109 | 17215.1295
7 | 211 | 19 | 13760.1879 | 4853.119 | 1621.0122 | 20234.3191 | 1665.8168 | 813.3013 | 2577.1842 | 5056.3022 | 47.3104 | 29.2211 | 152.7459 | 229.2774 | 14948.7395
7 | 211 | 20 | 12805.7545 | 4549.1761 | 1538.6001 | 18893.5306 | 3049.8727 | 686.4111 | 3355.4081 | 7091.6919 | 0 | 0 | 0 | 0 | 11801.8387
7 | 211 | 21 | 11835.4689 | 4216.4451 | 1463.0577 | 17514.9716 | 2618.2593 | 536.1557 | 2974.6945 | 6129.1095 | 0 | 0 | 0 | 0 | 11385.8621
7 | 211 | 22 | 11039.239 | 3928.1138 | 1400.6136 | 16367.9664 | 2076.5543 | 435.1683 | 2405.9299 | 4917.6525 | 0 | 0 | 0 | 0 | 11450.3138
7 | 211 | 23 | 10509.2834 | 3738.9085 | 1362.376 | 15610.568 | 2145.8867 | 466.2277 | 1921.2883 | 4533.4027 | 0 | 0 | 0 | 0 | 11077.1652
7 | 211 | 24 | 10126.7783 | 3605.1064 | 1341.7922 | 15073.6769 | 2115.4302 | 429.551 | 1668.9788 | 4213.96 | 0 | 0 | 0 | 0 | 10859.7169
7 | 212 | 1 | 9887.3487 | 3527.7485 | 1326.3107 | 14741.4078 | 1742.627 | 302.9077 | 1349.0736 | 3394.6082 | 0 | 0 | 0 | 0 | 11346.7996
7 | 212 | 2 | 9795.544 | 3497.7816 | 1320.5378 | 14613.8634 | 1406.5684 | 136.3006 | 1159.4961 | 2702.365 | 0 | 0 | 0 | 0 | 11911.4984
7 | 212 | 3 | 9888.8825 | 3524.3553 | 1327.709 | 14740.9468 | 1243.0317 | 80.5577 | 1048.3504 | 2371.9398 | 0 | 0 | 0 | 0 | 12369.007
7 | 212 | 4 | 10239.6214 | 3627.8707 | 1368.9794 | 15236.4715 | 1024.7861 | 50.8763 | 959.6604 | 2035.3228 | 0 | 0 | 0 | 0 | 13201.1488
7 | 212 | 5 | 10956.4342 | 3849.2446 | 1431.1785 | 16236.8574 | 666.7863 | 12.7957 | 858.597 | 1538.1789 | 0 | 0 | 0 | 0 | 14698.6784
7 | 212 | 6 | 11824.444 | 4074.7642 | 1505.3274 | 17404.5356 | 361.7138 | 0.67115 | 774.7499 | 1137.1348 | 19.4807 | 0 | 101.5945 | 121.0752 | 16146.3255
7 | 212 | 7 | 12519.652 | 4226.5864 | 1554.6807 | 18300.9191 | 208.4029 | 0 | 747.4458 | 955.8488 | 1061.7003 | 274.1218 | 574.5478 | 1910.3699 | 15434.7004
7 | 212 | 8 | 12839.4062 | 4331.5101 | 1586.47 | 18757.3863 | 38.8222 | 0 | 454.2104 | 493.0326 | 1840.9299 | 429.9677 | 790.3895 | 3061.2871 | 15203.0666
7 | 212 | 9 | 12657.587 | 4382.3428 | 1584.8215 | 18624.7513 | 0.014464 | 0 | 225.8738 | 225.8882 | 1871.5424 | 868.2844 | 1421.6157 | 4161.4426 | 14237.4205
7 | 212 | 10 | 12454.4494 | 4394.1508 | 1582.2104 | 18430.8106 | 0 | 0 | 165.8326 | 165.8326 | 2262.5488 | 802.8848 | 1283.1434 | 4348.5769 | 13916.401
7 | 212 | 11 | 12259.7738 | 4447.3462 | 1572.1206 | 18279.2407 | 0.0050793 | 0 | 146.5159 | 146.521 | 2465.705 | 891.9395 | 1547.1661 | 4904.8107 | 13227.909
7 | 212 | 12 | 12117.464 | 4550.3442 | 1564.0232 | 18231.8314 | 14.808 | 0 | 166.4925 | 181.3005 | 2638.2488 | 784.7955 | 1586.7735 | 5009.8178 | 13040.7131
7 | 212 | 13 | 12224.8048 | 4684.4641 | 1558.9089 | 18468.1778 | 40.1192 | 18.5902 | 194.6416 | 253.3511 | 2533.8877 | 797.3189 | 1342.5902 | 4673.7967 | 13541.0299
7 | 212 | 14 | 12462.9615 | 4828.8065 | 1565.4873 | 18857.2553 | 97.2037 | 44.9249 | 197.3134 | 339.442 | 2492.1432 | 740.2681 | 1640.8493 | 4873.2606 | 13644.5528
7 | 212 | 15 | 12696.4748 | 4971.2946 | 1568.1414 | 19235.9108 | 167.4611 | 114.7565 | 183.0629 | 465.2805 | 2387.7821 | 768.0977 | 1707.6358 | 4863.5156 | 13907.1147
7 | 212 | 16 | 12672.6182 | 4977.2304 | 1558.4829 | 19208.3315 | 175.6575 | 145.8923 | 168.4187 | 489.9685 | 2746.7842 | 923.9436 | 1700.6992 | 5371.4271 | 13346.936
7 | 212 | 17 | 12508.6565 | 4814.5869 | 1540.5967 | 18863.8401 | 207.6221 | 239.5955 | 194.7859 | 642.0035 | 2618.768 | 876.6333 | 1372.9482 | 4868.3495 | 13353.4871
7 | 212 | 18 | 12390.6042 | 4691.7075 | 1533.7604 | 18616.0721 | 281.7297 | 351.6118 | 282.3371 | 915.6785 | 2041.3032 | 754.1829 | 1336.6864 | 4132.1726 | 13568.221
7 | 212 | 19 | 11968.2222 | 4531.8904 | 1495.1269 | 17995.2395 | 631.3 | 652.1225 | 573.0975 | 1856.52 | 859.9355 | 211.5052 | 645.1754 | 1716.6161 | 14422.1034
7 | 212 | 20 | 11239.5986 | 4257.2112 | 1439.119 | 16935.9288 | 2139.3701 | 1328.6695 | 1029.8621 | 4497.9017 | 0 | 0 | 0 | 0 | 12438.0271
7 | 212 | 21 | 10436.0356 | 3935.989 | 1373.4334 | 15745.458 | 3396.4535 | 1615.4437 | 1636.0244 | 6647.9216 | 0 | 0 | 0 | 0 | 9097.5363
7 | 212 | 22 | 9771.7351 | 3653.0302 | 1324.9832 | 14749.7485 | 3451.1572 | 1582.1159 | 1672.0861 | 6705.3593 | 0 | 0 | 0 | 0 | 8044.3892
7 | 212 | 23 | 9298.0304 | 3443.3018 | 1287.2195 | 14028.5518 | 3907.4344 | 1391.7884 | 1541.0443 | 6840.2671 | 0 | 0 | 0 | 0 | 7188.2846
7 | 212 | 24 | 8981.1562 | 3287.9458 | 1265.5492 | 13534.6512 | 4924.1456 | 1211.1592 | 972.7374 | 7108.0422 | 0 | 0 | 0 | 0 | 6426.609
8 | 213 | 1 | 8755.0839 | 3190.4216 | 1252.6433 | 13198.1488 | 4733.0735 | 987.4141 | 1024.9564 | 6745.444 | 0 | 0 | 0 | 0 | 6452.7047
8 | 213 | 2 | 8650.1319 | 3126.5134 | 1252.9307 | 13029.576 | 3846.7928 | 796.1344 | 943.5268 | 5586.454 | 0 | 0 | 0 | 0 | 7443.122
8 | 213 | 3 | 8626.4533 | 3104.1112 | 1256.5012 | 12987.0658 | 3145.2737 | 549.4311 | 867.8476 | 4562.5523 | 0 | 0 | 0 | 0 | 8424.5135
8 | 213 | 4 | 8782.7548 | 3127.1596 | 1284.206 | 13194.1204 | 2798.4454 | 290.6567 | 689.0423 | 3778.1444 | 0 | 0 | 0 | 0 | 9415.976
8 | 213 | 5 | 9333.6138 | 3326.1521 | 1353.4656 | 14013.2316 | 2706.8523 | 201.5227 | 619.7337 | 3528.1086 | 0 | 0 | 0 | 0 | 10485.1229
8 | 213 | 6 | 10064.1688 | 3631.3878 | 1434.2087 | 15129.7654 | 2698.1451 | 252.1428 | 492.9577 | 3443.2456 | 27.8296 | 0 | 142.943 | 170.7726 | 11515.7471
8 | 213 | 7 | 10815.7176 | 3979.335 | 1499.0355 | 16294.0881 | 2670.6137 | 185.4048 | 432.0034 | 3288.0219 | 502.3248 | 4.1744 | 656.8191 | 1163.3183 | 11842.7478
8 | 213 | 8 | 11523.9576 | 4331.6933 | 1540.1962 | 17395.8471 | 1569.2256 | 192.1314 | 309.4054 | 2070.7625 | 886.3736 | 77.923 | 1436.3224 | 2400.619 | 12924.4657
8 | 213 | 9 | 12166.997 | 4629.5825 | 1565.0958 | 18361.6753 | 1506.805 | 183.5563 | 265.7415 | 1956.1028 | 843.2377 | 79.3144 | 1325.1868 | 2247.7389 | 14157.8335
8 | 213 | 10 | 12750.4325 | 4889.8754 | 1587.3172 | 19227.6252 | 2056.6611 | 263.5471 | 555.8844 | 2876.0927 | 883.5907 | 153.063 | 1414.0332 | 2450.6869 | 13900.8456
8 | 213 | 11 | 13161.9826 | 5071.3495 | 1595.7424 | 19829.0745 | 2377.6151 | 591.4561 | 1097.9063 | 4066.9774 | 932.2925 | 160.0204 | 1404.5012 | 2496.8141 | 13265.2829
8 | 213 | 12 | 13516.1939 | 5214.9258 | 1603.0194 | 20334.139 | 2994.8451 | 844.5578 | 1572.807 | 5412.21 | 894.7225 | 218.4626 | 1130.701 | 2243.8861 | 12678.0429
8 | 213 | 13 | 13877.3168 | 5352.5157 | 1615.0932 | 20844.9258 | 3345.9713 | 1495.8663 | 2272.5817 | 7114.4193 | 889.1566 | 246.2922 | 625.1738 | 1760.6226 | 11969.8839
8 | 213 | 14 | 14306.1451 | 5504.5352 | 1642.2365 | 21452.9169 | 3656.6664 | 1873.0752 | 2871.7466 | 8401.4882 | 782.0125 | 346.4789 | 622.0946 | 1750.586 | 11300.8427
8 | 213 | 15 | 14639.4577 | 5584.3717 | 1662.6031 | 21886.4324 | 5212.9942 | 1378.2188 | 3300.1181 | 9891.3312 | 750.0085 | 567.7244 | 426.0044 | 1743.7373 | 10251.364
8 | 213 | 16 | 14645.75 | 5535.8827 | 1656.817 | 21838.4497 | 4756.6752 | 2325.9812 | 3587.7766 | 10670.4329 | 1039.4366 | 457.7974 | 236.8762 | 1734.1101 | 9433.9066
8 | 213 | 17 | 14338.3527 | 5353.4278 | 1638.9494 | 21330.7299 | 3283.1215 | 2409.6491 | 3341.0759 | 9033.8465 | 1035.2621 | 315.8663 | 136.1315 | 1487.2599 | 10809.6235
8 | 213 | 18 | 14115.0603 | 5256.0105 | 1634.4247 | 21005.4955 | 4427.8358 | 3143.2673 | 3324.9345 | 10896.0376 | 848.8037 | 480.0611 | 256.4774 | 1585.3421 | 8524.1158
8 | 213 | 19 | 13521.5103 | 4992.8263 | 1569.7079 | 20084.0444 | 5062.8343 | 3236.6288 | 3382.0804 | 11681.5435 | 552.4181 | 256.0326 | 38.6698 | 847.1205 | 7555.3805
8 | 213 | 20 | 12529.355 | 4600.8039 | 1493.9864 | 18624.1453 | 6224.39 | 3187.4534 | 3314.7637 | 12726.6071 | 0 | 0 | 0 | 0 | 5897.5382
8 | 213 | 21 | 11550.77 | 4220.5132 | 1427.027 | 17198.3102 | 7345.1487 | 3372.254 | 2778.2135 | 13495.6161 | 0 | 0 | 0 | 0 | 3702.6941
8 | 213 | 22 | 10767.7801 | 3909.2201 | 1378.6874 | 16055.6876 | 9371.0144 | 3372.2248 | 2528.4244 | 15271.6636 | 0 | 0 | 0 | 0 | 784.024
8 | 213 | 23 | 10219.4776 | 3686.0632 | 1344.0247 | 15249.5655 | 9988.6532 | 3372.254 | 2337.953 | 15698.8602 | 0 | 0 | 0 | 0 | -449.2947
8 | 213 | 24 | 9819.8934 | 3530.5315 | 1320.2885 | 14670.7135 | 9689.5793 | 3372.254 | 2151.4166 | 15213.2498 | 0 | 0 | 0 | 0 | -542.5363
8 | 214 | 1 | 9612.1125 | 3439.727 | 1308.7693 | 14360.6087 | 10131.2481 | 3372.254 | 2603.0566 | 16106.5586 | 0 | 0 | 0 | 0 | -1745.9499
8 | 214 | 2 | 9651.3124 | 3435.9972 | 1315.7462 | 14403.0558 | 10133.2391 | 3372.2151 | 2921.2035 | 16426.6577 | 0 | 0 | 0 | 0 | -2023.6019
8 | 214 | 3 | 10020.5063 | 3571.0984 | 1344.5444 | 14936.149 | 10295.5733 | 3365.5278 | 2901.6785 | 16562.7797 | 0 | 0 | 0 | 0 | -1626.6307
8 | 214 | 4 | 10765.8515 | 3826.8353 | 1422.8244 | 16015.5111 | 10252.7889 | 3347.4699 | 2843.3086 | 16443.5675 | 0 | 0 | 0 | 0 | -428.0564
8 | 214 | 5 | 11806.6703 | 4184.6003 | 1515.8509 | 17507.1215 | 9957.669 | 3338.4386 | 3092.2661 | 16388.3736 | 0 | 0 | 0 | 0 | 1118.748
8 | 214 | 6 | 12725.5041 | 4521.1271 | 1609.2376 | 18855.8688 | 9807.8077 | 3318.9494 | 3311.2947 | 16438.0518 | 9.7404 | 0 | 24.9425 | 34.6829 | 2383.1341
8 | 214 | 7 | 13515.5269 | 4825.4594 | 1664.2654 | 20005.2517 | 9012.0474 | 2848.0401 | 3001.4328 | 14861.5203 | 1238.4185 | 396.5722 | 820.3725 | 2455.3632 | 2688.3682
8 | 214 | 8 | 14225.089 | 5139.1294 | 1705.543 | 21069.7615 | 7313.1074 | 1609.5285 | 2472.6453 | 11395.2811 | 1952.2484 | 780.621 | 883.5236 | 3616.3931 | 6058.0873
8 | 214 | 9 | 14855.444 | 5440.0128 | 1736.9644 | 22032.4212 | 6837.8294 | 1067.4499 | 2386.6365 | 10291.9158 | 2702.2568 | 886.3737 | 1040.2609 | 4628.8915 | 7111.614
8 | 214 | 10 | 15360.2896 | 5681.247 | 1756.4357 | 22797.9723 | 6813.9086 | 898.3333 | 2782.8863 | 10495.1282 | 2760.699 | 910.0288 | 1224.2681 | 4894.996 | 7407.848
8 | 214 | 11 | 15867.6524 | 5895.9696 | 1765.4729 | 23529.0948 | 6871.4138 | 831.3998 | 2668.0385 | 10370.8521 | 2647.9891 | 911.4203 | 1690.1091 | 5249.5184 | 7908.7243
8 | 214 | 12 | 16160.0253 | 6024.253 | 1755.4225 | 23939.7008 | 6522.8933 | 819.1911 | 2951.2496 | 10293.334 | 2686.9506 | 898.897 | 1460.6397 | 5046.4873 | 8599.8795
8 | 214 | 13 | 16467.9846 | 6087.6186 | 1756.934 | 24312.5372 | 6295.483 | 892.5659 | 3074.9551 | 10263.0039 | 2667.4698 | 890.5481 | 1728.0958 | 5286.1137 | 8763.4196
8 | 214 | 14 | 16823.2023 | 6189.9976 | 1760.0285 | 24773.2284 | 5927.692 | 956.3397 | 3276.3178 | 10160.3495 | 2696.6909 | 898.897 | 1692.5008 | 5288.0887 | 9324.7903
8 | 214 | 15 | 17096.9105 | 6236.4411 | 1777.7291 | 25111.0807 | 5274.7856 | 1539.2805 | 3737.0202 | 10551.0863 | 2575.6321 | 907.2459 | 1673.2492 | 5156.1272 | 9403.8672
8 | 214 | 16 | 17025.5057 | 6152.669 | 1783.3211 | 24961.4958 | 4785.7913 | 1801.1446 | 3385.6148 | 9972.5508 | 2041.3033 | 900.2885 | 1108.0251 | 4049.6168 | 10939.3282
8 | 214 | 17 | 16586.7571 | 5982.8196 | 1769.4028 | 24338.9795 | 3987.6305 | 2097.8312 | 3462.4918 | 9547.9536 | 2073.3073 | 805.6677 | 1218.6814 | 4097.6564 | 10693.3696
8 | 214 | 18 | 16191.1846 | 5828.1221 | 1756.4617 | 23775.7684 | 4106.5757 | 1845.7014 | 3343.3657 | 9295.6428 | 1459.664 | 347.8703 | 764.5629 | 2572.0972 | 11908.0284
8 | 214 | 19 | 15265.33 | 5476.4056 | 1683.6143 | 22425.35 | 5035.4646 | 2222.4971 | 3528.1273 | 10786.089 | 683.2174 | 144.7141 | 498.3868 | 1326.3182 | 10312.9427
8 | 214 | 20 | 14003.6956 | 5001.5172 | 1587.4143 | 20592.6271 | 4162.9416 | 2917.173 | 3535.4384 | 10615.5529 | 0 | 0 | 0 | 0 | 9977.0742
8 | 214 | 21 | 12797.0434 | 4550.648 | 1507.2419 | 18854.9333 | 4702.1935 | 2021.1158 | 3488.0938 | 10211.4031 | 0 | 0 | 0 | 0 | 8643.5302
8 | 214 | 22 | 11869.3172 | 4203.3219 | 1442.4271 | 17515.0662 | 4848.5086 | 1901.465 | 3215.7319 | 9965.7054 | 0 | 0 | 0 | 0 | 7549.3607
8 | 214 | 23 | 11236.3712 | 3969.9061 | 1404.8072 | 16611.0846 | 5980.2453 | 2293.385 | 3230.3613 | 11503.9916 | 0 | 0 | 0 | 0 | 5107.0929
8 | 214 | 24 | 10814.0828 | 3808.4878 | 1379.6767 | 16002.2473 | 7346.1797 | 2556.7238 | 2251.3128 | 12154.2163 | 0 | 0 | 0 | 0 | 3848.031
8 | 215 | 1 | 10568.002 | 3725.6214 | 1364.0573 | 15657.6807 | 7024.8241 | 2085.9956 | 1508.8691 | 10619.6888 | 0 | 0 | 0 | 0 | 5037.9918
8 | 215 | 2 | 10579.81 | 3680.4944 | 1373.4093 | 15633.7137 | 6555.3386 | 1986.2933 | 963.5312 | 9505.1631 | 0 | 0 | 0 | 0 | 6128.5506
8 | 215 | 3 | 10969.7911 | 3819.3449 | 1412.8742 | 16202.0103 | 5878.4365 | 1502.7036 | 658.1969 | 8039.337 | 0 | 0 | 0 | 0 | 8162.6732
8 | 215 | 4 | 11737.3574 | 4093.7568 | 1490.8229 | 17321.9371 | 5110.9478 | 1478.7032 | 586.0572 | 7175.7083 | 0 | 0 | 0 | 0 | 10146.2289
8 | 215 | 5 | 12773.3492 | 4457.677 | 1591.8313 | 18822.8576 | 3963.3501 | 1305.2181 | 522.9974 | 5791.5656 | 0 | 0 | 0 | 0 | 13031.292
8 | 215 | 6 | 13668.3257 | 4797.9317 | 1682.3065 | 20148.5638 | 3122.023 | 1216.5836 | 361.1896 | 4699.7962 | 18.0893 | 0 | 29.2211 | 47.3104 | 15401.4573
8 | 215 | 7 | 14416.504 | 5108.4015 | 1748.5171 | 21273.4227 | 2397.8082 | 829.5369 | 275.7761 | 3503.1213 | 1104.8362 | 357.6107 | 476.6114 | 1939.0583 | 15831.2431
8 | 215 | 8 | 15158.1425 | 5429.9136 | 1783.0507 | 22371.1068 | 1350.3432 | 660.1929 | 123.9356 | 2134.4717 | 1909.1124 | 745.834 | 916.2108 | 3571.1573 | 16665.4779
8 | 215 | 9 | 15758.5996 | 5707.264 | 1802.0777 | 23267.9412 | 1715.0742 | 665.9922 | 92.1784 | 2473.2448 | 2471.2709 | 780.621 | 1461.9614 | 4713.8534 | 16080.8431
8 | 215 | 10 | 16197.2929 | 5896.5051 | 1804.4597 | 23898.2578 | 1678.8331 | 706.5982 | 121.5405 | 2506.9718 | 1714.305 | 773.6636 | 1388.3425 | 3876.3112 | 17514.9748
8 | 215 | 11 | 16542.9904 | 6065.6753 | 1804.2557 | 24412.9214 | 2455.8806 | 989.8118 | 177.5263 | 3623.2187 | 2279.2465 | 812.6251 | 1530.6603 | 4622.5319 | 16167.1708
8 | 215 | 12 | 16715.4793 | 6162.6359 | 1793.6105 | 24671.7257 | 2292.9009 | 1171.1126 | 181.5949 | 3645.6084 | 1633.5992 | 873.8503 | 780.112 | 3287.5615 | 17738.5558
8 | 215 | 13 | 16842.0396 | 6161.9282 | 1779.4123 | 24783.3802 | 1995.0304 | 1236.8399 | 354.9472 | 3586.8175 | 1621.0758 | 848.8037 | 1015.0431 | 3484.9226 | 17711.64
8 | 215 | 14 | 16873.1194 | 6094.7692 | 1771.7254 | 24739.614 | 1923.6279 | 1319.1817 | 219.2159 | 3462.0255 | 1991.2099 | 871.0673 | 501.3573 | 3363.6345 | 17913.9541
8 | 215 | 15 | 16885.2849 | 5932.2718 | 1771.7038 | 24589.2605 | 2265.2679 | 1558.3404 | 220.1728 | 4043.7812 | 2518.5813 | 793.1444 | 1038.7861 | 4350.5118 | 16194.9675
8 | 215 | 16 | 16584.5679 | 5859.1944 | 1766.5323 | 24210.2946 | 3420.8687 | 1898.4534 | 220.4521 | 5539.7742 | 2384.9991 | 583.0307 | 624.7571 | 3592.7869 | 15077.7335
8 | 215 | 17 | 16178.9777 | 5689.5137 | 1753.642 | 23622.1335 | 3583.3038 | 2131.3951 | 130.8949 | 5845.5939 | 1993.9928 | 854.3696 | 522.4334 | 3370.7958 | 14405.7437
8 | 215 | 18 | 15706.0937 | 5533.5448 | 1718.5464 | 22958.1849 | 3608.6002 | 2154.7309 | 108.1953 | 5871.5264 | 1424.8769 | 242.1178 | 178.3506 | 1845.3453 | 15241.3132
8 | 215 | 19 | 14741.2458 | 5199.965 | 1647.9186 | 21589.1295 | 4678.9206 | 2774.1544 | 126.1802 | 7579.2553 | 524.5885 | 121.0589 | 9.5945 | 655.2419 | 13354.6323
8 | 215 | 20 | 13654.5541 | 4794.4967 | 1561.5095 | 20010.5603 | 3573.7366 | 3240.4583 | 175.1838 | 6989.3787 | 0 | 0 | 0 | 0 | 13021.1816
8 | 215 | 21 | 12502.088 | 4371.7997 | 1487.5844 | 18361.4721 | 4476.7209 | 3341.0627 | 201.1805 | 8018.9641 | 0 | 0 | 0 | 0 | 10342.5079
8 | 215 | 22 | 11690.6631 | 4048.7636 | 1426.5392 | 17165.9658 | 5448.3775 | 3346.6569 | 212.6652 | 9007.6996 | 0 | 0 | 0 | 0 | 8158.2663
8 | 215 | 23 | 11115.9064 | 3840.8739 | 1395.5527 | 16352.333 | 6154.1742 | 3286.2243 | 451.9891 | 9892.3875 | 0 | 0 | 0 | 0 | 6459.9455
8 | 215 | 24 | 10661.0305 | 3670.6794 | 1372.2146 | 15703.9245 | 6919.818 | 3306.0386 | 239.0103 | 10464.8669 | 0 | 0 | 0 | 0 | 5239.0576
8 | 216 | 1 | 10355.8066 | 3556.6736 | 1353.409 | 15265.8892 | 7542.8159 | 3363.6409 | 171.8782 | 11078.335 | 0 | 0 | 0 | 0 | 4187.5543
8 | 216 | 2 | 10434.2579 | 3550.7299 | 1362.5579 | 15347.5457 | 8196.6654 | 3073.0406 | 210.298 | 11480.0041 | 0 | 0 | 0 | 0 | 3867.5417
8 | 216 | 3 | 10737.3925 | 3650.694 | 1389.2811 | 15777.3676 | 8290.1007 | 2560.3076 | 116.935 | 10967.3433 | 0 | 0 | 0 | 0 | 4810.0243
8 | 216 | 4 | 11508.4521 | 3916.4469 | 1458.8979 | 16883.7969 | 8021.957 | 2522.4831 | 179.4784 | 10723.9185 | 0 | 0 | 0 | 0 | 6159.8784
8 | 216 | 5 | 12458.328 | 4264.9341 | 1559.3674 | 18282.6294 | 7964.576 | 2047.6528 | 200.6992 | 10212.928 | 0 | 0 | 0 | 0 | 8069.7014
8 | 216 | 6 | 13265.2378 | 4569.4166 | 1642.7653 | 19477.4198 | 8450.4173 | 2354.9957 | 279.8057 | 11085.2188 | 0 | 0 | 0 | 0 | 8392.201
8 | 216 | 7 | 13965.7502 | 4865.8569 | 1693.0009 | 20524.6079 | 7094.0662 | 2095.9187 | 465.7163 | 9655.7012 | 641.4729 | 26.4381 | 23.5718 | 691.4829 | 10177.4239
8 | 216 | 8 | 14493.4936 | 5117.3101 | 1720.844 | 21331.6478 | 6229.518 | 1081.8748 | 668.0269 | 7979.4198 | 947.5988 | 6.9574 | 188.1163 | 1142.6726 | 12209.5554
8 | 216 | 9 | 14977.7429 | 5351.4413 | 1733.8747 | 22063.0589 | 4687.601 | 826.4608 | 953.0692 | 6467.131 | 278.2963 | 77.923 | 329.1886 | 685.4079 | 14910.52
8 | 216 | 10 | 15380.4224 | 5603.8442 | 1740.4381 | 22724.7046 | 3455.7044 | 361.4419 | 1258.288 | 5075.4343 | 114.1015 | 108.5356 | 114.3887 | 337.0257 | 17312.2447
8 | 216 | 11 | 15735.1107 | 5804.621 | 1741.677 | 23281.4086 | 2136.82 | 162.2654 | 1097.0473 | 3396.1326 | 240.7263 | 72.357 | 181.717 | 494.8003 | 19390.4757
8 | 216 | 12 | 15857.7691 | 5969.5017 | 1732.8033 | 23560.0741 | 1463.9289 | 367.0938 | 1963.823 | 3794.8457 | 332.5641 | 75.14 | 256.6278 | 664.3318 | 19100.8965
8 | 216 | 13 | 15925.957 | 6105.9169 | 1734.231 | 23766.1048 | 1139.9698 | 108.259 | 2247.1169 | 3495.3457 | 449.4485 | 228.203 | 474.0694 | 1151.7208 | 19119.0383
8 | 216 | 14 | 16097.9543 | 6132.1721 | 1746.4042 | 23976.5306 | 617.783 | 65.8754 | 2125.4334 | 2809.0918 | 601.1199 | 379.8744 | 564.3028 | 1545.2972 | 19622.1416
8 | 216 | 15 | 16124.6225 | 6138.7244 | 1760.5641 | 24023.911 | 772.5913 | 0 | 2525.4601 | 3298.0514 | 712.4385 | 283.8622 | 283.0659 | 1279.3666 | 19446.493
8 | 216 | 16 | 15843.7359 | 5959.982 | 1757.3689 | 23561.0868 | 786.1501 | 14.6486 | 2221.6086 | 3022.4074 | 807.0592 | 912.8118 | 305.0633 | 2024.9343 | 18513.7451
8 | 216 | 17 | 15438.7278 | 5697.0811 | 1740.3382 | 22876.1471 | 595.0082 | 62.3832 | 2097.2073 | 2754.5987 | 2202.7151 | 851.5866 | 643.9434 | 3698.2451 | 16423.3034
8 | 216 | 18 | 15029.189 | 5545.9209 | 1713.1345 | 22288.2444 | 531.2585 | 166.3633 | 1676.9735 | 2374.5953 | 1484.7106 | 687.3918 | 596.7997 | 2768.9021 | 17144.747
8 | 216 | 19 | 14217.0369 | 5253.6656 | 1648.36 | 21119.0625 | 1351.5544 | 247.9814 | 1503.4436 | 3102.9794 | 811.2336 | 304.7344 | 409.524 | 1525.4921 | 16490.591
8 | 216 | 20 | 13130.4441 | 4851.653 | 1556.0825 | 19538.1795 | 1475.7748 | 526.8631 | 1317.2479 | 3319.8858 | 0 | 0 | 0 | 0 | 16218.2937
8 | 216 | 21 | 12069.0905 | 4450.3613 | 1480.9465 | 18000.3983 | 1236.1938 | 678.4088 | 975.0652 | 2889.6678 | 0 | 0 | 0 | 0 | 15110.7305
8 | 216 | 22 | 11275.6593 | 4123.5587 | 1423.0174 | 16822.2354 | 1286.8887 | 869.5608 | 870.8409 | 3027.2903 | 0 | 0 | 0 | 0 | 13794.9451
8 | 216 | 23 | 10776.3009 | 3898.9777 | 1399.302 | 16074.5806 | 1905.1082 | 1116.8069 | 1114.4192 | 4136.3343 | 0 | 0 | 0 | 0 | 11938.2463
8 | 216 | 24 | 10473.1272 | 3744.3621 | 1374.336 | 15591.8253 | 2230.3795 | 1172.4031 | 1182.1322 | 4584.9149 | 0 | 0 | 0 | 0 | 11006.9104
8 | 217 | 1 | 10292.8514 | 3645.5244 | 1359.9324 | 15298.3082 | 2222.0958 | 1361.3472 | 1081.422 | 4664.8649 | 0 | 0 | 0 | 0 | 10633.4432
8 | 217 | 2 | 10308.599 | 3642.9068 | 1370.1213 | 15321.6271 | 2050.8729 | 1384.6498 | 1245.3884 | 4680.9111 | 0 | 0 | 0 | 0 | 10640.716
8 | 217 | 3 | 10781.6608 | 3802.2298 | 1416.1794 | 16000.0699 | 2156.5128 | 1424.6009 | 1179.9027 | 4761.0164 | 0 | 0 | 0 | 0 | 11239.0535
8 | 217 | 4 | 11605.4053 | 4077.6624 | 1489.4049 | 17172.4725 | 2322.4931 | 1224.1747 | 1384.6383 | 4931.3061 | 0 | 0 | 0 | 0 | 12241.1664
8 | 217 | 5 | 12460.3557 | 4372.6308 | 1566.3815 | 18399.368 | 2275.1966 | 1137.5031 | 1628.6016 | 5041.3013 | 0 | 0 | 0 | 0 | 13358.0667
8 | 217 | 6 | 13025.3784 | 4609.7721 | 1617.7896 | 19252.9402 | 2132.1972 | 1048.6695 | 1795.6682 | 4976.5349 | 0 | 0 | 119.267 | 119.267 | 14157.1383
8 | 217 | 7 | 13389.2059 | 4859.8501 | 1653.6157 | 19902.6716 | 1742.0272 | 880.8238 | 1323.8241 | 3946.6751 | 1344.171 | 410.487 | 995.2155 | 2749.8735 | 13206.1231
8 | 217 | 8 | 13806.0199 | 5097.4978 | 1678.2529 | 20581.7707 | 1052.1162 | 349.1785 | 573.2997 | 1974.5944 | 2440.6584 | 795.9274 | 1636.4039 | 4872.9897 | 13734.1866
8 | 217 | 9 | 14154.3886 | 5287.4487 | 1699.2336 | 21141.0709 | 534.8959 | 105.187 | 394.0365 | 1034.1194 | 2718.9547 | 896.114 | 1806.3894 | 5421.4581 | 14685.4933
8 | 217 | 10 | 14530.2051 | 5438.2338 | 1709.7915 | 21678.2304 | 490.9079 | 127.9639 | 341.9917 | 960.8636 | 2756.5246 | 912.8118 | 1825.8701 | 5495.2066 | 15222.1602
8 | 217 | 11 | 14939.5341 | 5595.6168 | 1714.2461 | 22249.397 | 423.1065 | 122.6482 | 430.3383 | 976.0931 | 2702.2568 | 907.2459 | 1781.5927 | 5391.0954 | 15882.2085
8 | 217 | 12 | 15198.7903 | 5704.1413 | 1705.075 | 22608.0067 | 460.685 | 98.0572 | 452.5977 | 1011.3399 | 2652.1635 | 891.9395 | 1744.3144 | 5288.4174 | 16308.2494
8 | 217 | 13 | 15334.2975 | 5813.5151 | 1714.6753 | 22862.4879 | 447.1805 | 91.9047 | 379.3485 | 918.4337 | 2615.985 | 882.1992 | 1675.4279 | 5173.6121 | 16770.4421
8 | 217 | 14 | 15716.4331 | 5928.1823 | 1733.9836 | 23378.599 | 420.8421 | 112.837 | 385.9141 | 919.5932 | 2617.3765 | 884.9821 | 1562.9263 | 5065.2849 | 17393.7209
8 | 217 | 15 | 15905.0837 | 5953.6537 | 1747.0544 | 23605.7918 | 387.3918 | 143.7442 | 436.711 | 967.847 | 2629.8999 | 891.9395 | 1729.4664 | 5251.3059 | 17386.6389
8 | 217 | 16 | 15723.876 | 5797.6478 | 1746.4525 | 23267.9763 | 277.7721 | 152.9281 | 486.9387 | 917.6388 | 2600.6787 | 894.7225 | 1487.212 | 4982.6133 | 17367.7242
8 | 217 | 17 | 15192.5126 | 5519.2876 | 1717.5456 | 22429.3458 | 265.4538 | 92.543 | 516.5778 | 874.5746 | 2396.131 | 841.8463 | 1673.9531 | 4911.9303 | 16642.8409
8 | 217 | 18 | 14749.3456 | 5306.7833 | 1713.7567 | 21769.8856 | 273.1356 | 77.8832 | 454.9456 | 805.9645 | 2062.1755 | 709.6555 | 1319.1969 | 4091.0278 | 16872.8934
8 | 217 | 19 | 13899.8119 | 4971.9441 | 1650.3933 | 20522.1493 | 711.3393 | 416.81 | 652.9613 | 1781.1107 | 854.3696 | 304.7344 | 523.746 | 1682.85 | 17058.1887
8 | 217 | 20 | 12714.3647 | 4534.3955 | 1563.4023 | 18812.1625 | 1617.073 | 628.4307 | 933.3363 | 3178.84 | 0 | 0 | 0 | 0 | 15633.3225
8 | 217 | 21 | 11560.1531 | 4109.0361 | 1473.0759 | 17142.2651 | 2911.3538 | 674.4308 | 1026.9197 | 4612.7044 | 0 | 0 | 0 | 0 | 12529.5607
8 | 217 | 22 | 10639.1477 | 3755.3045 | 1408.8628 | 15803.315 | 3528.3121 | 488.8065 | 1470.5976 | 5487.7162 | 0 | 0 | 0 | 0 | 10315.5989
8 | 217 | 23 | 10025.1444 | 3527.238 | 1367.1883 | 14919.5706 | 5002.7497 | 442.7981 | 1681.1587 | 7126.7065 | 0 | 0 | 0 | 0 | 7792.8641
8 | 217 | 24 | 9603.0411 | 3369.3013 | 1338.2386 | 14310.581 | 5344.3419 | 367.9171 | 1690.1789 | 7402.4378 | 0 | 0 | 0 | 0 | 6908.1432
8 | 218 | 1 | 9364.5288 | 3270.022 | 1320.3962 | 13954.947 | 4834.7671 | 248.8589 | 1801.5249 | 6885.151 | 0 | 0 | 0 | 0 | 7069.796
8 | 218 | 2 | 9362.7192 | 3254.6617 | 1322.5113 | 13939.8922 | 4336.1652 | 238.3065 | 2012.6403 | 6587.112 | 0 | 0 | 0 | 0 | 7352.7802
8 | 218 | 3 | 9684.1043 | 3361.2967 | 1348.4672 | 14393.8682 | 4006.1934 | 177.0732 | 1951.814 | 6135.0807 | 0 | 0 | 0 | 0 | 8258.7875
8 | 218 | 4 | 10324.3716 | 3577.6555 | 1417.856 | 15319.883 | 3725.2949 | 114.87 | 1784.1763 | 5624.3412 | 0 | 0 | 0 | 0 | 9695.5419
8 | 218 | 5 | 11206.5074 | 3892.3423 | 1503.7102 | 16602.5599 | 3351.8837 | 186.6562 | 1743.2305 | 5281.7704 | 0 | 0 | 0 | 0 | 11320.7895
8 | 218 | 6 | 11953.7656 | 4202.6045 | 1580.1477 | 17736.5178 | 3316.2764 | 255.1814 | 1769.3398 | 5340.7975 | 0 | 0 | 102.7984 | 102.7984 | 12292.9219
8 | 218 | 7 | 12480.1873 | 4453.7417 | 1619.6362 | 18553.5652 | 3176.6945 | 282.884 | 1662.6637 | 5122.2421 | 1164.6699 | 221.2455 | 898.7285 | 2284.6439 | 11146.6792
8 | 218 | 8 | 12880.9147 | 4698.8662 | 1629.8728 | 19209.6537 | 2295.7031 | 128.6928 | 1138.6554 | 3563.0513 | 2055.2181 | 610.8603 | 1546.8327 | 4212.9111 | 11433.6913
8 | 218 | 9 | 13224.9603 | 4899.1022 | 1624.8418 | 19748.9043 | 1480.4966 | 1.1186 | 648.9003 | 2130.5155 | 2357.1694 | 656.7792 | 1738.8526 | 4752.8013 | 12865.5874
8 | 218 | 10 | 13557.0375 | 5097.4831 | 1620.7425 | 20275.2631 | 1172.0214 | 0 | 541.9547 | 1713.9761 | 2379.4332 | 669.3026 | 1781.7802 | 4830.5159 | 13730.7711
8 | 218 | 11 | 13911.2448 | 5304.2367 | 1618.6037 | 20834.0852 | 1012.7562 | 0 | 591.6951 | 1604.4513 | 2364.1269 | 679.0429 | 1586.8985 | 4630.0684 | 14599.5655
8 | 218 | 12 | 14118.2684 | 5451.8065 | 1621.239 | 21191.3139 | 1019.0887 | 0 | 751.1776 | 1770.2662 | 2471.2711 | 648.4303 | 1712.7687 | 4832.4701 | 14588.5776
8 | 218 | 13 | 14314.1384 | 5542.9655 | 1619.6247 | 21476.7286 | 1415.5802 | 1.9003 | 1098.6015 | 2516.082 | 2501.8835 | 711.047 | 1681.1396 | 4894.0701 | 14066.5766
8 | 218 | 14 | 14470.9977 | 5603.268 | 1619.643 | 21693.9087 | 1933.2117 | 30.8333 | 1507.5196 | 3471.5646 | 2600.6787 | 814.0166 | 1689.4886 | 5104.1839 | 13118.1603
8 | 218 | 15 | 14436.4203 | 5565.3034 | 1626.2528 | 21627.9766 | 2600.7517 | 123.5017 | 1640.2448 | 4364.4982 | 2568.6747 | 748.617 | 1748.6763 | 5065.968 | 12197.5104
8 | 218 | 16 | 14156.0515 | 5423.4119 | 1614.5109 | 21193.9743 | 3209.5265 | 193.5614 | 1646.7148 | 5049.8027 | 2647.9891 | 848.8037 | 1733.5784 | 5230.3712 | 10913.8004
8 | 218 | 17 | 13713.4678 | 5250.7019 | 1582.3358 | 20546.5055 | 3494.7851 | 302.9961 | 1612.6453 | 5410.4265 | 2500.4921 | 818.1911 | 1479.1964 | 4797.8795 | 10338.1995
8 | 218 | 18 | 13376.9612 | 5134.8065 | 1571.6411 | 20083.4088 | 4445.3968 | 602.1397 | 1973.9861 | 7021.5225 | 2012.0821 | 662.3452 | 1207.987 | 3882.4143 | 9179.472
8 | 218 | 19 | 12674.3208 | 4892.2608 | 1522.7647 | 19089.3463 | 5555.3039 | 1405.4041 | 2596.4679 | 9557.1759 | 801.4933 | 265.7729 | 374.0748 | 1441.341 | 8090.8293
8 | 218 | 20 | 11740.7017 | 4551.0278 | 1441.2033 | 17732.9328 | 6906.8911 | 2124.4599 | 2477.0043 | 11508.3552 | 0 | 0 | 0 | 0 | 6224.5776
8 | 218 | 21 | 10801.0177 | 4198.5657 | 1359.1712 | 16358.7546 | 7671.5774 | 2026.6623 | 2748.8849 | 12447.1246 | 0 | 0 | 0 | 0 | 3911.63
8 | 218 | 22 | 10020.9879 | 3894.0977 | 1293.6298 | 15208.7153 | 6635.684 | 2012.0539 | 2283.3262 | 10931.0641 | 0 | 0 | 0 | 0 | 4277.6512
8 | 218 | 23 | 9500.0115 | 3686.5411 | 1255.133 | 14441.6856 | 5719.418 | 2407.8537 | 1618.6296 | 9745.9012 | 0 | 0 | 0 | 0 | 4695.7844
8 | 218 | 24 | 9155.3153 | 3531.4337 | 1229.13 | 13915.8791 | 5705.6949 | 2229.6268 | 1543.6031 | 9478.9248 | 0 | 0 | 0 | 0 | 4436.9543
8 | 219 | 1 | 8940.2366 | 3429.8517 | 1216.1198 | 13586.2081 | 6109.3984 | 1928.6615 | 1441.3406 | 9479.4004 | 0 | 0 | 0 | 0 | 4106.8077
8 | 219 | 2 | 8866.7559 | 3372.2764 | 1228.9014 | 13467.9337 | 6208.2575 | 1787.3556 | 1557.0506 | 9552.6638 | 0 | 0 | 0 | 0 | 3915.2699
8 | 219 | 3 | 8944.1609 | 3387.2389 | 1242.2342 | 13573.634 | 5950.0583 | 1518.5654 | 1651.653 | 9120.2768 | 0 | 0 | 0 | 0 | 4453.3573
8 | 219 | 4 | 9186.3221 | 3453.1907 | 1260.7068 | 13900.2196 | 5332.8458 | 1285.2228 | 1618.7513 | 8236.8199 | 0 | 0 | 0 | 0 | 5663.3998
8 | 219 | 5 | 9648.9054 | 3597.8997 | 1313.7102 | 14560.5153 | 5070.2268 | 1059.6782 | 1830.1979 | 7960.1029 | 0 | 0 | 0 | 0 | 6600.4124
8 | 219 | 6 | 10207.3547 | 3801.7712 | 1379.8374 | 15388.9633 | 4732.7252 | 1050.0005 | 1765.3813 | 7548.107 | 0 | 0 | 68.5323 | 68.5323 | 7772.324
8 | 219 | 7 | 10642.6136 | 4003.4099 | 1431.0558 | 16077.0793 | 4370.1031 | 975.798 | 1770.646 | 7116.5471 | 1111.7936 | 314.4748 | 821.7432 | 2248.0116 | 6712.5207
8 | 219 | 8 | 10922.9564 | 4108.6542 | 1456.6366 | 16488.2472 | 2774.6773 | 497.904 | 1247.0233 | 4519.6047 | 2215.2384 | 705.4811 | 1458.9239 | 4379.6434 | 7588.9992
8 | 219 | 9 | 11080.0225 | 4130.2539 | 1469.9446 | 16680.221 | 1882.61 | 226.1808 | 1190.0439 | 3298.8347 | 2568.6746 | 841.8463 | 1655.0974 | 5065.6182 | 8315.7682
8 | 219 | 10 | 11095.7496 | 4152.2862 | 1476.5692 | 16724.6051 | 1699.9653 | 150.5878 | 1461.7251 | 3312.2782 | 2671.6442 | 890.5481 | 1732.312 | 5294.5042 | 8117.8226
8 | 219 | 11 | 11023.9967 | 4146.8286 | 1479.6301 | 16650.4554 | 2013.1669 | 180.7673 | 1228.3752 | 3422.3094 | 2667.4698 | 891.9395 | 1712.9354 | 5272.3448 | 7955.8013
8 | 219 | 12 | 10956.0152 | 4106.9391 | 1470.3923 | 16533.3466 | 2745.9084 | 333.4361 | 1270.1141 | 4349.4587 | 2561.7172 | 869.6759 | 1626.9969 | 5058.3899 | 7125.498
8 | 219 | 13 | 10938.9646 | 4098.718 | 1469.5722 | 16507.2548 | 3372.4138 | 561.2767 | 1553.3691 | 5487.0595 | 2449.0072 | 869.6759 | 1488.9114 | 4807.5945 | 6212.6007
8 | 219 | 14 | 11018.478 | 4126.5263 | 1483.7224 | 16628.7267 | 4165.7763 | 771.3555 | 1825.3754 | 6762.5073 | 2348.8205 | 868.2844 | 1268.483 | 4485.5879 | 5380.6315
8 | 219 | 15 | 11144.7301 | 4160.9949 | 1500.0706 | 16805.7956 | 4576.6985 | 1161.5683 | 2049.7506 | 7788.0174 | 2162.3621 | 890.5481 | 1065.4191 | 4118.3293 | 4899.449
8 | 219 | 16 | 11169.273 | 4179.6484 | 1494.6137 | 16843.535 | 5257.76 | 1147.6227 | 2355.3316 | 8760.7142 | 1946.6825 | 866.8929 | 319.5987 | 3133.1741 | 4949.6467
8 | 219 | 17 | 11161.3211 | 4143.4261 | 1487.3441 | 16792.0913 | 4778.1271 | 1919.2727 | 1982.3996 | 8679.7994 | 1768.5729 | 552.4181 | 888.7589 | 3209.75 | 4902.5419
8 | 219 | 18 | 11138.4174 | 4140.9714 | 1479.3682 | 16758.757 | 4374.3066 | 2121.4486 | 1285.8449 | 7781.6001 | 1088.1385 | 6.9574 | 327.1721 | 1422.268 | 7554.889
8 | 219 | 19 | 10778.6204 | 4028.8534 | 1435.5329 | 16243.0068 | 5713.9033 | 2098.1876 | 2104.8752 | 9916.9661 | 210.1137 | 19.4807 | 138.4352 | 368.0296 | 5958.011
8 | 219 | 20 | 10226.4183 | 3812.3214 | 1383.2045 | 15421.9441 | 5438.6995 | 2566.4115 | 1738.8021 | 9743.9131 | 0 | 0 | 0 | 0 | 5678.031
8 | 219 | 21 | 9617.0752 | 3604.0808 | 1326.6646 | 14547.8205 | 4757.0395 | 1895.1621 | 1313.8195 | 7966.0211 | 0 | 0 | 0 | 0 | 6581.7995
8 | 219 | 22 | 9097.9265 | 3399.298 | 1279.0704 | 13776.2948 | 4224.7948 | 1505.3737 | 1335.4907 | 7065.6592 | 0 | 0 | 0 | 0 | 6710.6356
8 | 219 | 23 | 8717.634 | 3248.4668 | 1247.5795 | 13213.6803 | 3656.8112 | 572.8546 | 1086.2494 | 5315.9152 | 0 | 0 | 0 | 0 | 7897.7651
8 | 219 | 24 | 8479.293 | 3146.6011 | 1226.0217 | 12851.9159 | 2613.4662 | 294.3184 | 907.9906 | 3815.7751 | 0 | 0 | 0 | 0 | 9036.1407
8 | 220 | 1 | 8352.1894 | 3080.8104 | 1217.4867 | 12650.4865 | 2222.0047 | 209.4972 | 1072.0845 | 3503.5864 | 0 | 0 | 0 | 0 | 9146.9002
8 | 220 | 2 | 8308.7454 | 3050.4073 | 1215.5204 | 12574.673 | 1751.9799 | 196.3678 | 884.8237 | 2833.1715 | 0 | 0 | 0 | 0 | 9741.5016
8 | 220 | 3 | 8390.6721 | 3064.5987 | 1228.8539 | 12684.1247 | 1184.8391 | 121.0163 | 519.7735 | 1825.6288 | 0 | 0 | 0 | 0 | 10858.4959
8 | 220 | 4 | 8594.1449 | 3113.2387 | 1260.4651 | 12967.8487 | 784.3476 | 87.9193 | 314.6903 | 1186.9572 | 0 | 0 | 0 | 0 | 11780.8915
8 | 220 | 5 | 9008.3785 | 3252.3621 | 1316.5068 | 13577.2474 | 501.043 | 53.4598 | 297.5214 | 852.0242 | 0 | 0 | 0 | 0 | 12725.2232
8 | 220 | 6 | 9604.3616 | 3488.5654 | 1382.1163 | 14475.0432 | 431.0754 | 40.7737 | 288.7511 | 760.6002 | 0 | 0 | 87.7213 | 87.7213 | 13626.7217
8 | 220 | 7 | 10176.3365 | 3723.1512 | 1437.0571 | 15336.5448 | 272.4263 | 32.7941 | 223.3001 | 528.5205 | 818.191 | 324.2152 | 858.6464 | 2001.0526 | 12806.9717
8 | 220 | 8 | 10616.5246 | 3956.7677 | 1456.129 | 16029.4214 | 95.1283 | 0.34044 | 54.7183 | 150.187 | 2012.0821 | 702.6981 | 1483.841 | 4198.6212 | 11680.6132
8 | 220 | 9 | 10906.4496 | 4161.0584 | 1465.7684 | 16533.2764 | 8.9738 | 0 | 0 | 8.9738 | 2250.0254 | 731.9192 | 1378.2134 | 4360.1581 | 12164.1445
8 | 220 | 10 | 11149.4741 | 4316.2878 | 1464.0192 | 16929.7811 | 19.2658 | 0 | 0 | 19.2658 | 2595.1127 | 663.7366 | 1485.2325 | 4744.0818 | 12166.4335
8 | 220 | 11 | 11290.7285 | 4449.4781 | 1460.372 | 17200.5786 | 81.4338 | 11.3922 | 0.016686 | 92.8426 | 2058.001 | 564.9414 | 1279.0894 | 3902.0318 | 13205.7042
8 | 220 | 12 | 11351.8558 | 4541.4914 | 1462.6782 | 17356.0255 | 255.7014 | 79.9988 | 1.5369 | 337.237 | 1639.1651 | 588.5966 | 1206.7324 | 3434.4941 | 13584.2943
8 | 220 | 13 | 11415.5147 | 4615.9751 | 1472.9974 | 17504.4872 | 503.2005 | 146.4567 | 5.2027 | 654.8598 | 1505.5829 | 566.3329 | 888.0207 | 2959.9365 | 13889.6909
8 | 220 | 14 | 11518.437 | 4693.1829 | 1491.6716 | 17703.2915 | 584.7465 | 196.8437 | 11.4509 | 793.0411 | 1984.2524 | 686.0003 | 1000.9806 | 3671.2334 | 13239.017
8 | 220 | 15 | 11647.5789 | 4773.7517 | 1514.1328 | 17935.4634 | 605.4735 | 196.7369 | 8.1809 | 810.3913 | 2024.6054 | 873.8503 | 1321.1047 | 4219.5605 | 12905.5116
8 | 220 | 16 | 11623.6683 | 4725.7237 | 1515.2872 | 17864.6792 | 734.2978 | 283.4983 | 28.6401 | 1046.4361 | 2007.9076 | 866.8929 | 1462.5194 | 4337.32 | 12480.923
8 | 220 | 17 | 11569.8099 | 4638.8828 | 1514.4552 | 17723.1479 | 1062.9011 | 437.9124 | 229.0717 | 1729.8852 | 1639.165 | 573.2903 | 1178.2124 | 3390.6678 | 12602.5949
8 | 220 | 18 | 11477.2356 | 4578.5592 | 1511.9046 | 17567.6993 | 1649.3247 | 528.372 | 486.4273 | 2664.124 | 1050.5685 | 434.1422 | 813.6398 | 2298.3505 | 12605.2249
8 | 220 | 19 | 10991.3101 | 4368.7707 | 1461.3833 | 16821.4641 | 3196.9419 | 1422.2313 | 753.5453 | 5372.7185 | 359.0022 | 0 | 179.6379 | 538.6401 | 10910.1055
8 | 220 | 20 | 10314.0753 | 4099.3261 | 1387.0735 | 15800.4749 | 6454.2361 | 2445.2563 | 1058.4484 | 9957.9409 | 0 | 0 | 0 | 0 | 5842.534
8 | 220 | 21 | 9623.1967 | 3797.299 | 1328.7529 | 14749.2486 | 7762.8706 | 2925.0166 | 1533.625 | 12221.5122 | 0 | 0 | 0 | 0 | 2527.7364
8 | 220 | 22 | 9092.6235 | 3564.1643 | 1285.5044 | 13942.2923 | 8530.3052 | 2622.165 | 2286.8573 | 13439.3275 | 0 | 0 | 0 | 0 | 502.9648
8 | 220 | 23 | 8732.0212 | 3402.3791 | 1261.4305 | 13395.8307 | 8230.2085 | 2055.728 | 2008.2871 | 12294.2236 | 0 | 0 | 0 | 0 | 1101.6072
8 | 220 | 24 | 8524.968 | 3297.5781 | 1250.4394 | 13072.9855 | 7720.2467 | 1995.5198 | 1948.8371 | 11664.6036 | 0 | 0 | 0 | 0 | 1408.3819
8 | 221 | 1 | 8446.7127 | 3243.8358 | 1247.9371 | 12938.4855 | 6680.9758 | 1357.2467 | 1979.6376 | 10017.8601 | 0 | 0 | 0 | 0 | 2920.6255
8 | 221 | 2 | 8572.9977 | 3273.6616 | 1260.2072 | 13106.8665 | 5361.4182 | 958.7355 | 2321.4131 | 8641.5668 | 0 | 0 | 0 | 0 | 4465.2998
8 | 221 | 3 | 9055.6537 | 3439.1631 | 1301.2336 | 13796.0504 | 5655.1189 | 1105.273 | 2218.1003 | 8978.4922 | 0 | 0 | 0 | 0 | 4817.5582
8 | 221 | 4 | 9779.9679 | 3702.1131 | 1365.4576 | 14847.5387 | 5058.276 | 942.3553 | 2613.8062 | 8614.4375 | 0 | 0 | 0 | 0 | 6233.1012
8 | 221 | 5 | 10590.62 | 3981.6868 | 1434.8822 | 16007.1889 | 4421.9921 | 604.0754 | 2611.1446 | 7637.2121 | 0 | 0 | 0 | 0 | 8369.9769
8 | 221 | 6 | 11213.6136 | 4200.2973 | 1505.7036 | 16919.6144 | 3916.2397 | 454.8438 | 2974.6349 | 7345.7183 | 0 | 0 | 0 | 0 | 9573.8961
8 | 221 | 7 | 11554.1591 | 4335.3164 | 1546.4066 | 17435.8821 | 3190.0223 | 505.259 | 2811.0694 | 6506.3507 | 13.9148 | 23.6552 | 40.1654 | 77.7354 | 10851.7959
8 | 221 | 8 | 11754.4598 | 4418.5063 | 1555.5938 | 17728.5599 | 2340.6595 | 176.1217 | 2019.7294 | 4536.5106 | 450.84 | 158.6289 | 206.4348 | 815.9036 | 12376.1456
8 | 221 | 9 | 11871.9524 | 4466.5224 | 1553.7531 | 17892.2278 | 2290.3475 | 145.7773 | 1283.8885 | 3720.0133 | 925.3351 | 713.83 | 595.8829 | 2235.048 | 11937.1666
8 | 221 | 10 | 11963.273 | 4470.4851 | 1560.326 | 17994.0842 | 2445.1128 | 224.565 | 1055.5175 | 3725.1953 | 1710.1306 | 759.7488 | 1160.7736 | 3630.653 | 10638.2358
8 | 221 | 11 | 12047.6057 | 4471.3707 | 1566.6034 | 18085.5798 | 2445.3424 | 394.1484 | 730.009 | 3569.4998 | 2348.8207 | 852.9781 | 1133.3398 | 4335.1386 | 10180.9414
8 | 221 | 12 | 12020.6665 | 4433.2532 | 1559.5937 | 18013.5134 | 2867.2935 | 526.44 | 612.0738 | 4005.8073 | 2218.0213 | 787.5784 | 1231.7764 | 4237.3761 | 9770.33
8 | 221 | 13 | 12025.6514 | 4400.3583 | 1564.2642 | 17990.2739 | 3070.5957 | 734.2771 | 931.3266 | 4736.1994 | 2226.3703 | 805.6677 | 919.5147 | 3951.5527 | 9302.5218
8 | 221 | 14 | 12106.3183 | 4402.6645 | 1582.4979 | 18091.4806 | 2991.1162 | 885.8669 | 851.3449 | 4728.3279 | 2386.3906 | 805.6677 | 1077.9098 | 4269.9681 | 9093.1846
8 | 221 | 15 | 12239.6948 | 4458.4309 | 1602.3055 | 18300.4312 | 3715.5317 | 962.7898 | 1337.4125 | 6015.7339 | 2419.7861 | 889.1566 | 1340.1198 | 4649.0625 | 7635.6347
8 | 221 | 16 | 12253.6912 | 4484.1578 | 1612.6649 | 18350.5138 | 5275.082 | 1197.4047 | 741.0424 | 7213.5291 | 2642.4231 | 843.2377 | 1724.2548 | 5209.9157 | 5927.0691
8 | 221 | 17 | 12204.1859 | 4453.3163 | 1604.1859 | 18261.6882 | 6592.6878 | 1668.4806 | 1122.9074 | 9384.0759 | 2570.0661 | 866.8929 | 1593.3767 | 5030.3358 | 3847.2765
8 | 221 | 18 | 12019.7543 | 4406.2654 | 1583.4088 | 18009.4285 | 7276.2132 | 2378.5008 | 2137.4974 | 11792.2113 | 2063.567 | 715.2214 | 954.8135 | 3733.6019 | 2483.6153
8 | 221 | 19 | 11456.8618 | 4234.7691 | 1521.1639 | 17212.7948 | 9265.1587 | 3029.4872 | 2958.3038 | 15252.9497 | 812.6251 | 294.9941 | 467.4037 | 1575.0229 | 384.8222
8 | 221 | 20 | 10687.3376 | 3961.4446 | 1443.8335 | 16092.6157 | 9473.1311 | 3104.6664 | 2696.1794 | 15273.9768 | 0 | 0 | 0 | 0 | 818.6389
8 | 221 | 21 | 9919.5624 | 3680.0315 | 1363.8749 | 14963.4688 | 9267.4245 | 3187.8252 | 3200.5844 | 15655.8341 | 0 | 0 | 0 | 0 | -692.3653
8 | 221 | 22 | 9339.8991 | 3458.6467 | 1311.1829 | 14109.7287 | 8331.7239 | 3290.4837 | 3458.8081 | 15081.0156 | 0 | 0 | 0 | 0 | -971.2869
8 | 221 | 23 | 8988.7416 | 3310.3989 | 1285.0644 | 13584.2049 | 7651.0788 | 2724.8299 | 3124.6318 | 13500.5406 | 0 | 0 | 0 | 0 | 83.6643
8 | 221 | 24 | 8758.5606 | 3207.2716 | 1268.3007 | 13234.1329 | 7579.015 | 2178.9293 | 2869.8049 | 12627.7492 | 0 | 0 | 0 | 0 | 606.3837
8 | 222 | 1 | 8667.5855 | 3152.5281 | 1262.0535 | 13082.1671 | 7220.4484 | 1799.831 | 2658.4801 | 11678.7594 | 0 | 0 | 0 | 0 | 1403.4077
8 | 222 | 2 | 8799.4642 | 3183.3168 | 1274.766 | 13257.547 | 7231.2872 | 1808.9391 | 2509.3804 | 11549.6068 | 0 | 0 | 0 | 0 | 1707.9402
8 | 222 | 3 | 9315.9743 | 3362.686 | 1315.9778 | 13994.6381 | 6041.4017 | 1906.2397 | 2831.7692 | 10779.4106 | 0 | 0 | 0 | 0 | 3215.2275
8 | 222 | 4 | 10129.9761 | 3656.8894 | 1384.3575 | 15171.223 | 5537.9146 | 1348.5532 | 2891.9214 | 9778.3892 | 0 | 0 | 0 | 0 | 5392.8338
8 | 222 | 5 | 11016.8113 | 3973.6681 | 1465.7189 | 16456.1982 | 4648.0577 | 1045.7575 | 3282.9852 | 8976.8004 | 0 | 0 | 0 | 0 | 7479.3977
8 | 222 | 6 | 11730.2598 | 4230.6974 | 1531.6503 | 17492.6075 | 4988.5076 | 582.355 | 3171.7396 | 8742.6022 | 0 | 0 | 63.0497 | 63.0497 | 8686.9556
8 | 222 | 7 | 12215.8735 | 4451.4254 | 1567.5965 | 18234.8953 | 4831.6074 | 342.6299 | 2591.1985 | 7765.4359 | 1045.0025 | 328.3896 | 921.6336 | 2295.0257 | 8174.4337
8 | 222 | 8 | 12602.2381 | 4642.1493 | 1579.1224 | 18823.5098 | 2271.0474 | 197.5274 | 1809.0626 | 4277.6373 | 2308.4677 | 737.4851 | 1666.4123 | 4712.3651 | 9833.5074
8 | 222 | 9 | 12982.7238 | 4794.8464 | 1583.3728 | 19360.943 | 1751.5512 | 107.7985 | 1874.2148 | 3733.5645 | 2647.9891 | 859.9355 | 1819.0169 | 5326.9414 | 10300.437
8 | 222 | 10 | 13260.4806 | 4933.1583 | 1582.0261 | 19775.665 | 1802.0101 | 99.5277 | 2369.3722 | 4270.91 | 2737.044 | 897.5055 | 1897.5604 | 5532.1098 | 9972.6451
8 | 222 | 11 | 13504.6777 | 5119.5524 | 1590.7313 | 20214.9614 | 1884.0157 | 82.3703 | 2933.2367 | 4899.6227 | 2730.0865 | 901.6799 | 1867.2811 | 5499.0476 | 9816.2912
8 | 222 | 12 | 13645.3878 | 5229.9111 | 1592.7045 | 20468.0034 | 1800.9042 | 68.9335 | 2919.2233 | 4789.0611 | 2685.5592 | 880.8077 | 1793.866 | 5360.2329 | 10318.7094
8 | 222 | 13 | 13734.7493 | 5325.7599 | 1604.7074 | 20665.2166 | 1394.2328 | 48.1391 | 2912.7488 | 4355.1208 | 2531.1046 | 788.9699 | 1818.996 | 5139.0705 | 11171.0253
8 | 222 | 14 | 13937.2338 | 5370.2025 | 1623.7496 | 20931.1859 | 1021.7718 | 30.6111 | 2743.0197 | 3795.4026 | 2277.8551 | 859.9355 | 1850.7292 | 4988.5198 | 12147.2635
8 | 222 | 15 | 14130.5737 | 5319.6576 | 1646.2436 | 21096.4749 | 757.3096 | 36.8336 | 2659.0333 | 3453.1765 | 2099.7454 | 882.1992 | 1894.9024 | 4876.847 | 12766.4514
8 | 222 | 16 | 13996.8252 | 5171.9931 | 1654.6408 | 20823.4591 | 614.5534 | 89.0737 | 2624.8556 | 3328.4827 | 2009.2991 | 857.1525 | 1912.8667 | 4779.3184 | 12715.658
8 | 222 | 17 | 13680.5029 | 4991.8499 | 1642.0434 | 20314.3962 | 539.579 | 185.7283 | 2407.5724 | 3132.8797 | 1509.7573 | 619.2092 | 1816.2339 | 3945.2004 | 13236.3162
8 | 222 | 18 | 13407.6054 | 4871.5947 | 1612.4539 | 19891.654 | 622.8587 | 502.5106 | 2762.9602 | 3888.3295 | 1259.2907 | 58.4422 | 1331.0534 | 2648.7863 | 13354.5382
8 | 222 | 19 | 12661.5611 | 4601.0248 | 1556.3619 | 18818.9478 | 1030.0163 | 468.1456 | 2929.496 | 4427.6579 | 528.7629 | 68.1826 | 495.6038 | 1092.5494 | 13298.7405
8 | 222 | 20 | 11647.7393 | 4236.439 | 1477.8358 | 17362.0141 | 2247.0421 | 390.8099 | 2781.498 | 5419.35 | 0 | 0 | 0 | 0 | 11942.6641
8 | 222 | 21 | 10673.4232 | 3878.761 | 1399.2315 | 15951.4157 | 1988.5182 | 147.4115 | 2362.5276 | 4498.4574 | 0 | 0 | 0 | 0 | 11452.9583
8 | 222 | 22 | 9942.7244 | 3596.2231 | 1342.8713 | 14881.8187 | 1542.7503 | 195.5935 | 2004.321 | 3742.6648 | 0 | 0 | 0 | 0 | 11139.1539
8 | 222 | 23 | 9460.7839 | 3407.1276 | 1317.11 | 14185.0214 | 1374.7379 | 488.1621 | 1622.1553 | 3485.0553 | 0 | 0 | 0 | 0 | 10699.9661
8 | 222 | 24 | 9151.1635 | 3275.7112 | 1299.0914 | 13725.9661 | 1381.0945 | 723.3104 | 1410.5122 | 3514.917 | 0 | 0 | 0 | 0 | 10211.0491
8 | 223 | 1 | 9016.7434 | 3206.4102 | 1288.5206 | 13511.6743 | 1777.2772 | 574.7573 | 1389.0561 | 3741.0907 | 0 | 0 | 0 | 0 | 9770.5836
8 | 223 | 2 | 9103.8161 | 3217.3165 | 1303.0558 | 13624.1884 | 1786.2485 | 599.2889 | 1692.3203 | 4077.8576 | 0 | 0 | 0 | 0 | 9546.3308
8 | 223 | 3 | 9575.5937 | 3355.6694 | 1353.6788 | 14284.9419 | 1959.304 | 562.7917 | 1594.7278 | 4116.8234 | 0 | 0 | 0 | 0 | 10168.1185
8 | 223 | 4 | 10350.1238 | 3618.1095 | 1419.637 | 15387.8703 | 2366.0928 | 609.3119 | 1558.4718 | 4533.8765 | 0 | 0 | 0 | 0 | 10853.9938
8 | 223 | 5 | 11179.2294 | 3945.4249 | 1496.3741 | 16621.0284 | 2498.2249 | 691.5168 | 1578.7675 | 4768.5092 | 0 | 0 | 0 | 0 | 11852.5192
8 | 223 | 6 | 11775.3016 | 4232.5149 | 1563.4585 | 17571.275 | 2366.8823 | 465.9868 | 1341.4204 | 4174.2895 | 0 | 0 | 60.3084 | 60.3084 | 13336.6771
8 | 223 | 7 | 12123.8494 | 4463.5501 | 1587.9461 | 18175.3456 | 2421.5685 | 405.3644 | 1015.5147 | 3842.4477 | 187.85 | 5.5659 | 626.8271 | 820.243 | 13512.655
8 | 223 | 8 | 12417.8168 | 4667.0978 | 1605.3371 | 18690.2517 | 1862.0015 | 282.8439 | 360.7468 | 2505.5922 | 200.3733 | 57.0507 | 1138.9828 | 1396.4069 | 14788.2526
8 | 223 | 9 | 12788.7092 | 4846.0243 | 1620.1812 | 19254.9147 | 1487.6106 | 68.3786 | 174.9744 | 1730.9636 | 325.6066 | 44.5274 | 1131.8425 | 1501.9765 | 16021.9745
8 | 223 | 10 | 13237.7548 | 5029.2448 | 1632.4811 | 19899.4807 | 1109.6371 | 46.6652 | 113.5027 | 1269.805 | 386.8318 | 40.353 | 1444.2499 | 1871.4347 | 16758.241
8 | 223 | 11 | 13752.1202 | 5229.2363 | 1651.2755 | 20632.632 | 1088.3259 | 75.1959 | 132.0709 | 1295.5927 | 361.7852 | 57.0507 | 1178.8104 | 1597.6463 | 17739.393
8 | 223 | 12 | 14176.0426 | 5422.8406 | 1664.0535 | 21262.9366 | 962.9243 | 148.0719 | 116.7929 | 1227.7891 | 399.3552 | 109.927 | 1230.5452 | 1739.8274 | 18295.3201
8 | 223 | 13 | 14557.4816 | 5559.9929 | 1673.6038 | 21791.0783 | 1087.3972 | 673.5528 | 97.7806 | 1858.7306 | 560.767 | 226.8115 | 1000.8511 | 1788.4296 | 18143.918
8 | 223 | 14 | 14945.434 | 5673.8667 | 1683.7296 | 22303.0304 | 1414.1376 | 1900.5685 | 136.3501 | 3451.0563 | 445.274 | 230.9859 | 1037.0043 | 1713.2643 | 17138.7098
8 | 223 | 15 | 15213.7226 | 5717.5781 | 1698.798 | 22630.0988 | 1457.8139 | 605.198 | 142.1711 | 2205.183 | 377.0915 | 166.9778 | 946.5163 | 1490.5855 | 18934.3302
8 | 223 | 16 | 15088.4744 | 5609.9052 | 1704.3216 | 22402.7011 | 2093.1026 | 357.6096 | 208.1131 | 2658.8253 | 294.9941 | 72.357 | 551.8538 | 919.2049 | 18824.6709
8 | 223 | 17 | 14746.1183 | 5418.5635 | 1685.4381 | 21850.1199 | 2470.9447 | 174.1555 | 203.5875 | 2848.6878 | 257.4241 | 90.4463 | 307.7122 | 655.5825 | 18345.8496
8 | 223 | 18 | 14464.7686 | 5289.0916 | 1666.3112 | 21420.1714 | 2851.9373 | 265.7431 | 513.1188 | 3630.7993 | 68.1826 | 43.1359 | 71.5444 | 182.8629 | 17606.5092
8 | 223 | 19 | 13678.0152 | 4989.5902 | 1595.1478 | 20262.7533 | 2629.8014 | 1147.5205 | 886.8609 | 4664.1828 | 18.0893 | 6.9574 | 16.4477 | 41.4944 | 15557.0761
8 | 223 | 20 | 12561.2534 | 4569.3289 | 1509.0694 | 18639.6517 | 3622.8632 | 1318.1222 | 1816.0872 | 6757.0725 | 0 | 0 | 0 | 0 | 11882.5792
8 | 223 | 21 | 11451.2335 | 4170.1911 | 1431.895 | 17053.3196 | 3532.7062 | 644.7021 | 1880.527 | 6057.9352 | 0 | 0 | 0 | 0 | 10995.3844
8 | 223 | 22 | 10656.661 | 3856.2349 | 1358.3108 | 15871.2067 | 3660.9729 | 564.0516 | 1903.5368 | 6128.5613 | 0 | 0 | 0 | 0 | 9742.6454
8 | 223 | 23 | 10115.3317 | 3637.7206 | 1312.5972 | 15065.6495 | 3439.6492 | 351.5104 | 1472.8159 | 5263.9755 | 0 | 0 | 0 | 0 | 9801.674
8 | 223 | 24 | 9751.4182 | 3483.8809 | 1293.8636 | 14529.1628 | 3955.649 | 223.4208 | 988.7539 | 5167.8236 | 0 | 0 | 0 | 0 | 9361.3392
8 | 224 | 1 | 9555.5148 | 3388.9604 | 1292.3404 | 14236.8156 | 3691.2771 | 128.04 | 658.1653 | 4477.4824 | 0 | 0 | 0 | 0 | 9759.3332
8 | 224 | 2 | 9591.9291 | 3377.224 | 1305.2741 | 14274.4273 | 3944.8763 | 244.1287 | 439.8552 | 4628.8602 | 0 | 0 | 0 | 0 | 9645.5671
8 | 224 | 3 | 10005.9875 | 3513.0671 | 1345.4991 | 14864.5537 | 4456.6039 | 438.2224 | 272.5684 | 5167.3947 | 0 | 0 | 0 | 0 | 9697.159
8 | 224 | 4 | 10722.6239 | 3757.8778 | 1409.3421 | 15889.8438 | 3428.3517 | 505.5686 | 162.0792 | 4095.9995 | 0 | 0 | 0 | 0 | 11793.8443
8 | 224 | 5 | 11653.6922 | 4085.5051 | 1494.7291 | 17233.9264 | 2890.621 | 198.3466 | 99.8144 | 3188.7819 | 0 | 0 | 0 | 0 | 14045.1444
8 | 224 | 6 | 12458.0157 | 4412.3897 | 1575.4277 | 18445.8331 | 3147.6127 | 236.3004 | 87.5121 | 3471.4252 | 0 | 0 | 0 | 0 | 14974.4079
8 | 224 | 7 | 13085.2656 | 4684.279 | 1619.1213 | 19388.6659 | 2817.2593 | 162.228 | 86.0155 | 3065.5029 | 64.0081 | 48.7018 | 43.9232 | 156.6332 | 16166.5299
8 | 224 | 8 | 13635.6895 | 4940.038 | 1646.6966 | 20222.4241 | 2053.7388 | 112.4499 | 58.7755 | 2224.9642 | 165.5863 | 151.6715 | 227.1566 | 544.4144 | 17453.0456
8 | 224 | 9 | 14094.7386 | 5180.7965 | 1654.7538 | 20930.2889 | 1595.1185 | 45.9874 | 27.938 | 1669.0439 | 559.3755 | 250.4667 | 465.0492 | 1274.8914 | 17986.3535
8 | 224 | 10 | 14472.5772 | 5375.5357 | 1656.8497 | 21504.9626 | 1247.8453 | 26.7762 | 27.3246 | 1301.9462 | 608.0774 | 279.6878 | 611.4374 | 1499.2025 | 18703.8139
8 | 224 | 11 | 14859.899 | 5561.4456 | 1658.5628 | 22079.9074 | 1093.4444 | 18.0156 | 25.3933 | 1136.8533 | 596.9455 | 493.9759 | 633.0135 | 1723.9349 | 19219.1191
8 | 224 | 12 | 15097.0468 | 5695.6684 | 1653.1938 | 22445.9089 | 1019.0247 | 13.1799 | 45.5965 | 1077.8011 | 798.7103 | 386.8318 | 819.3425 | 2004.8847 | 19363.2232
8 | 224 | 13 | 15374.5413 | 5807.6246 | 1655.6354 | 22837.8013 | 1248.4968 | 0.63225 | 30.2629 | 1279.392 | 830.7144 | 322.8237 | 635.8889 | 1789.427 | 19768.9822
8 | 224 | 14 | 15588.1901 | 5896.8393 | 1661.0177 | 23146.0472 | 1030.7973 | 0.72951 | 40.4775 | 1072.0043 | 983.7773 | 144.7141 | 341.6078 | 1470.0992 | 20603.9437
8 | 224 | 15 | 15639.3254 | 5920.6684 | 1665.961 | 23225.9548 | 1348.0422 | 58.9951 | 87.1506 | 1494.1879 | 673.477 | 169.7607 | 747.3397 | 1590.5774 | 20141.1895
8 | 224 | 16 | 15384.5595 | 5817.2668 | 1657.2858 | 22859.1121 | 2080.3954 | 296.4317 | 112.9169 | 2489.7439 | 485.627 | 75.14 | 615.2576 | 1176.0246 | 19193.3436
8 | 224 | 17 | 14932.9202 | 5620.2969 | 1627.6726 | 22180.8898 | 2209.248 | 250.7979 | 141.7632 | 2601.8091 | 160.0204 | 403.5296 | 595.9019 | 1159.4519 | 18419.6288
8 | 224 | 18 | 14549.8869 | 5472.0145 | 1607.3425 | 21629.2438 | 3083.7499 | 909.6092 | 300.2764 | 4293.6354 | 86.2718 | 628.9496 | 612.183 | 1327.4044 | 16008.2039
8 | 224 | 19 | 13701.5682 | 5144.0753 | 1530.6118 | 20376.2553 | 4611.128 | 2071.3026 | 605.4034 | 7287.8339 | 187.85 | 86.2718 | 350.9985 | 625.1203 | 12463.301
8 | 224 | 20 | 12584.403 | 4707.4628 | 1437.3161 | 18729.1819 | 5061.4584 | 1274.4917 | 755.8574 | 7091.8075 | 0 | 0 | 0 | 0 | 11637.3744
8 | 224 | 21 | 11469.9221 | 4291.5591 | 1358.6681 | 17120.1493 | 4856.0673 | 1868.6348 | 747.0266 | 7471.7287 | 0 | 0 | 0 | 0 | 9648.4206
8 | 224 | 22 | 10614.7722 | 3958.8216 | 1304.2326 | 15877.8265 | 3487.411 | 1466.9848 | 810.822 | 5765.2178 | 0 | 0 | 0 | 0 | 10112.6087
8 | 224 | 23 | 9980.1436 | 3734.1448 | 1279.6744 | 14993.9629 | 2925.2154 | 1276.5429 | 707.5231 | 4909.2814 | 0 | 0 | 0 | 0 | 10084.6815
8 | 224 | 24 | 9559.8466 | 3577.7599 | 1258.2571 | 14395.8636 | 2916.372 | 983.4298 | 520.7516 | 4420.5534 | 0 | 0 | 0 | 0 | 9975.3101
8 | 225 | 1 | 9303.0441 | 3476.4535 | 1249.9937 | 14029.4912 | 2606.9757 | 945.8691 | 392.926 | 3945.7709 | 0 | 0 | 0 | 0 | 10083.7204
8 | 225 | 2 | 9284.6654 | 3462.2724 | 1254.5166 | 14001.4543 | 2634.3601 | 866.7011 | 283.8114 | 3784.8726 | 0 | 0 | 0 | 0 | 10216.5817
8 | 225 | 3 | 9616.867 | 3577.4359 | 1289.161 | 14483.4639 | 2557.8181 | 972.9888 | 223.6847 | 3754.4915 | 0 | 0 | 0 | 0 | 10728.9723
8 | 225 | 4 | 10241.8714 | 3806.4551 | 1344.7384 | 15393.0649 | 2155.2537 | 929.234 | 180.5549 | 3265.0425 | 0 | 0 | 0 | 0 | 12128.0224
8 | 225 | 5 | 11055.221 | 4133.3922 | 1425.9559 | 16614.5691 | 2175.362 | 1028.3629 | 161.9587 | 3365.6836 | 0 | 0 | 0 | 0 | 13248.8854
8 | 225 | 6 | 11767.5873 | 4469.0721 | 1490.9481 | 17727.6074 | 2310.8867 | 1140.3743 | 152.8883 | 3604.1492 | 0 | 0 | 6.8532 | 6.8532 | 14116.6049
8 | 225 | 7 | 12346.9118 | 4745.4642 | 1524.9306 | 18617.3067 | 2107.5823 | 1141.0192 | 137.1091 | 3385.7106 | 27.8296 | 40.353 | 344.3282 | 412.5108 | 14819.0853
8 | 225 | 8 | 12844.8125 | 5004.5373 | 1532.4073 | 19381.7571 | 1486.1053 | 644.3783 | 107.8897 | 2238.3732 | 108.5355 | 29.2211 | 684.348 | 822.1046 | 16321.2792
8 | 225 | 9 | 13361.1565 | 5230.4134 | 1544.2945 | 20135.8644 | 1156.0237 | 519.8762 | 79.0521 | 1754.9519 | 166.9778 | 62.6167 | 498.4819 | 728.0764 | 17652.8361
8 | 225 | 10 | 13848.782 | 5414.382 | 1546.7695 | 20809.9334 | 1056.8497 | 544.084 | 22.7256 | 1623.6592 | 256.0326 | 122.4504 | 426.0669 | 804.5499 | 18381.7243
8 | 225 | 11 | 14320.1649 | 5604.9836 | 1549.8904 | 21475.0389 | 965.6286 | 519.3524 | 1.2626 | 1486.2437 | 353.4363 | 162.8033 | 670.8128 | 1187.0524 | 18801.7428
8 | 225 | 12 | 14557.6482 | 5683.9372 | 1550.0959 | 21791.6813 | 1288.4968 | 490.3004 | 0 | 1778.7973 | 421.6189 | 212.8966 | 668.2798 | 1302.7953 | 18710.0887
8 | 225 | 13 | 14609.6798 | 5780.6985 | 1561.7378 | 21952.1161 | 1420.726 | 500.4873 | 5.1202 | 1926.3335 | 409.0955 | 133.5822 | 647.0371 | 1189.7148 | 18836.0677
8 | 225 | 14 | 14585.6715 | 5829.8757 | 1557.778 | 21973.3251 | 1349.8659 | 731.0684 | 104.8806 | 2185.8149 | 336.7385 | 77.923 | 655.1568 | 1069.8182 | 18717.692
8 | 225 | 15 | 14611.9889 | 5717.0183 | 1571.1234 | 21900.1306 | 1711.9403 | 1095.1436 | 42.5431 | 2849.6271 | 360.3937 | 52.8763 | 791.6171 | 1204.887 | 17845.6165
8 | 225 | 16 | 14323.7989 | 5545.7149 | 1568.0854 | 21437.5992 | 2034.3311 | 1393.3087 | 56.396 | 3484.0358 | 264.3815 | 44.5274 | 943.6545 | 1252.5634 | 16701
8 | 225 | 17 | 14046.8505 | 5396.997 | 1553.4156 | 20997.263 | 2809.5796 | 1340.7242 | 86.1094 | 4236.4132 | 144.7141 | 87.6633 | 690.1848 | 922.5622 | 15838.2877
8 | 225 | 18 | 13803.4439 | 5253.4264 | 1545.0011 | 20601.8715 | 3168.6754 | 1866.7669 | 286.0513 | 5321.4936 | 75.14 | 22.2637 | 396.7624 | 494.1661 | 14786.2118
8 | 225 | 19 | 13194.7749 | 4994.7404 | 1493.5002 | 19683.0155 | 3839.7165 | 1473.4481 | 846.3485 | 6159.5131 | 100.1867 | 16.6978 | 193.6569 | 310.5413 | 13212.9611
8 | 225 | 20 | 12386.5499 | 4644.0592 | 1427.9588 | 18458.5679 | 4204.5496 | 1583.5742 | 1310.6846 | 7098.8084 | 0 | 0 | 0 | 0 | 11359.7595
8 | 225 | 21 | 11511.1876 | 4236.2069 | 1368.9094 | 17116.3039 | 5135.3395 | 1291.5488 | 1678.0212 | 8104.9095 | 0 | 0 | 0 | 0 | 9011.3944
8 | 225 | 22 | 10769.3025 | 3910.0827 | 1315.4119 | 15994.797 | 3942.8562 | 887.3297 | 1954.013 | 6784.1989 | 0 | 0 | 0 | 0 | 9210.5981
8 | 225 | 23 | 10248.6644 | 3685.4116 | 1287.181 | 15221.257 | 2991.1638 | 794.5267 | 1664.2343 | 5449.9248 | 0 | 0 | 0 | 0 | 9771.3322
8 | 225 | 24 | 9901.5351 | 3534.4695 | 1265.3082 | 14701.3128 | 2412.0991 | 674.4064 | 1432.9461 | 4519.4517 | 0 | 0 | 0 | 0 | 10181.8611
8 | 226 | 1 | 9691.9703 | 3433.8373 | 1259.6645 | 14385.472 | 2137.4299 | 590.9892 | 1099.7957 | 3828.2148 | 0 | 0 | 0 | 0 | 10557.2572
8 | 226 | 2 | 9580.0987 | 3396.3984 | 1262.0002 | 14238.4973 | 1971.6129 | 518.0663 | 684.772 | 3174.4512 | 0 | 0 | 0 | 0 | 11064.0461
8 | 226 | 3 | 9671.3921 | 3437.8957 | 1278.6605 | 14387.9483 | 1504.8268 | 351.6625 | 466.8388 | 2323.328 | 0 | 0 | 0 | 0 | 12064.6203
8 | 226 | 4 | 9918.2325 | 3533.7506 | 1317.407 | 14769.39 | 1218.227 | 426.4671 | 315.7333 | 1960.4274 | 0 | 0 | 0 | 0 | 12808.9626
8 | 226 | 5 | 10423.3124 | 3738.6567 | 1378.0371 | 15540.0062 | 1089.063 | 305.0407 | 346.2158 | 1740.3196 | 0 | 0 | 0 | 0 | 13799.6866
8 | 226 | 6 | 11067.112 | 3973.2219 | 1448.4986 | 16488.8325 | 1373.1762 | 283.2845 | 311.4453 | 1967.906 | 0 | 0 | 0 | 0 | 14520.9265
8 | 226 | 7 | 11641.7243 | 4229.8283 | 1512.7855 | 17384.3381 | 1120.5741 | 192.1021 | 242.876 | 1555.5522 | 630.3411 | 272.7303 | 647.5462 | 1550.6176 | 14278.1683
8 | 226 | 8 | 12240.2161 | 4392.7108 | 1547.4949 | 18180.4218 | 780.3989 | 63.9489 | 121.1005 | 965.4484 | 265.7729 | 315.8663 | 218.8077 | 800.447 | 16414.5265
8 | 226 | 9 | 12732.7939 | 4517.1068 | 1564.1198 | 18814.0204 | 597.3176 | 87.3732 | 73.5289 | 758.2196 | 438.3166 | 158.6289 | 143.7556 | 740.7011 | 17315.0997
8 | 226 | 10 | 13030.7675 | 4735.756 | 1559.3249 | 19325.8484 | 727.2019 | 171.1408 | 86.1228 | 984.4656 | 1120.1425 | 653.9963 | 276.6919 | 2050.8307 | 16290.5522
8 | 226 | 11 | 13225.8621 | 4953.4539 | 1545.1348 | 19724.4509 | 767.9717 | 286.2317 | 111.5481 | 1165.7515 | 1307.9925 | 342.3044 | 715.4072 | 2365.7041 | 16192.9953
8 | 226 | 12 | 13199.7443 | 5064.3627 | 1532.9103 | 19797.0172 | 1195.1187 | 447.7315 | 129.7141 | 1772.5643 | 1257.8992 | 720.7874 | 608.8973 | 2587.5838 | 15436.8692
8 | 226 | 13 | 13029.8905 | 5121.4102 | 1524.0479 | 19675.3486 | 1218.596 | 581.3167 | 229.062 | 2028.9746 | 1339.9966 | 737.4851 | 888.1846 | 2965.6663 | 14680.7077
8 | 226 | 14 | 12682.1073 | 4990.3805 | 1524.3477 | 19196.8355 | 1516.202 | 734.3722 | 241.4653 | 2492.0395 | 1529.238 | 879.4163 | 997.1994 | 3405.8537 | 13298.9424
8 | 226 | 15 | 12522.8596 | 4781.0259 | 1525.2176 | 18829.1032 | 1867.789 | 869.097 | 386.5723 | 3123.4583 | 1455.4895 | 869.6759 | 799.7757 | 3124.9411 | 12580.7038
8 | 226 | 16 | 12374.9622 | 4636.6829 | 1507.592 | 18519.2371 | 3262.9197 | 1015.6193 | 434.5048 | 4713.0438 | 1213.3717 | 908.6373 | 1000.3112 | 3122.3203 | 10683.873
8 | 226 | 17 | 12201.1203 | 4538.4369 | 1500.9202 | 18240.4773 | 2543.6582 | 1221.8078 | 468.9413 | 4234.4074 | 1506.9743 | 851.5866 | 528.7032 | 2887.2641 | 11118.8058
8 | 226 | 18 | 11984.8449 | 4498.5056 | 1485.7922 | 17969.1427 | 3650.6762 | 1753.1312 | 486.6727 | 5890.4801 | 1479.1447 | 662.3452 | 638.5586 | 2780.0485 | 9298.614
8 | 226 | 19 | 11390.9282 | 4303.9512 | 1438.0066 | 17132.886 | 5549.5022 | 2397.8463 | 1077.3952 | 9024.7437 | 603.9029 | 37.57 | 355.0687 | 996.5417 | 7111.6006
8 | 226 | 20 | 10632.72 | 4026.361 | 1375.3194 | 16034.4005 | 7053.6485 | 1985.9804 | 1682.4209 | 10722.0497 | 0 | 0 | 0 | 0 | 5312.3508
8 | 226 | 21 | 9845.4674 | 3729.7292 | 1319.1073 | 14894.3039 | 5250.1308 | 1563.414 | 2177.2079 | 8990.7527 | 0 | 0 | 0 | 0 | 5903.5513
8 | 226 | 22 | 9210.8774 | 3469.8679 | 1271.2698 | 13952.0151 | 4030.2256 | 1141.0637 | 2441.2202 | 7612.5095 | 0 | 0 | 0 | 0 | 6339.5056
8 | 226 | 23 | 8758.8701 | 3289.9803 | 1237.7489 | 13286.5993 | 2685.4551 | 761.1153 | 2327.2388 | 5773.8092 | 0 | 0 | 0 | 0 | 7512.79
8 | 226 | 24 | 8438.3257 | 3161.4893 | 1213.9138 | 12813.7288 | 1574.8651 | 650.3424 | 2037.2109 | 4262.4184 | 0 | 0 | 0 | 0 | 8551.3104
8 | 227 | 1 | 8254.6093 | 3074.0195 | 1198.1359 | 12526.7646 | 1145.6047 | 670.6081 | 1907.5346 | 3723.7474 | 0 | 0 | 0 | 0 | 8803.0173
8 | 227 | 2 | 8148.4028 | 3019.1824 | 1194.6536 | 12362.2389 | 1015.0092 | 514.5086 | 1589.5975 | 3119.1153 | 0 | 0 | 0 | 0 | 9243.1236
8 | 227 | 3 | 8176.4927 | 3015.876 | 1204.5298 | 12396.8985 | 1222.5587 | 437.04 | 1286.8866 | 2946.4853 | 0 | 0 | 0 | 0 | 9450.4132
8 | 227 | 4 | 8288.6844 | 3043.5789 | 1228.7054 | 12560.9687 | 894.0739 | 411.6464 | 1455.5917 | 2761.312 | 0 | 0 | 0 | 0 | 9799.6567
8 | 227 | 5 | 8609.9921 | 3136.3252 | 1306.483 | 13052.8003 | 832.4808 | 563.224 | 1215.9557 | 2611.6605 | 0 | 0 | 0 | 0 | 10441.1399
8 | 227 | 6 | 9073.9855 | 3306.7931 | 1375.6651 | 13756.4436 | 1136.3957 | 837.2265 | 1208.7104 | 3182.3325 | 0 | 0 | 0 | 0 | 10574.1111
8 | 227 | 7 | 9436.1918 | 3477.5154 | 1404.5577 | 14318.2649 | 1188.0843 | 915.0804 | 985.0727 | 3088.2375 | 414.6614 | 197.5904 | 401.745 | 1013.9968 | 10216.0306
8 | 227 | 8 | 9678.1173 | 3612.826 | 1423.6808 | 14714.6241 | 993.0583 | 518.7173 | 458.2344 | 1970.01 | 1174.4103 | 641.4729 | 265.2475 | 2081.1307 | 10663.4834
8 | 227 | 9 | 9831.4536 | 3714.6762 | 1432.8855 | 14979.0153 | 1008.005 | 515.6653 | 344.4394 | 1868.1097 | 833.4973 | 883.5907 | 674.633 | 2391.721 | 10719.1847
8 | 227 | 10 | 9980.6471 | 3792.2815 | 1446.5891 | 15219.5177 | 840.8949 | 522.3047 | 409.9016 | 1773.1013 | 2052.435 | 905.8544 | 700.3436 | 3658.6331 | 9787.7833
8 | 227 | 11 | 10065.1686 | 3872.3373 | 1443.3639 | 15380.8699 | 879.9688 | 587.9909 | 863.4294 | 2331.389 | 2611.8105 | 786.187 | 1011.2392 | 4409.2367 | 8640.2441
8 | 227 | 12 | 10155.5069 | 3942.1475 | 1442.0145 | 15539.6689 | 982.5347 | 658.744 | 585.5988 | 2226.8775 | 2609.0276 | 857.1525 | 1686.4556 | 5152.6357 | 8160.1557
8 | 227 | 13 | 10296.4427 | 4005.3347 | 1447.835 | 15749.6124 | 1313.0921 | 732.3935 | 338.6581 | 2384.1437 | 2048.2607 | 727.7448 | 1391.9245 | 4167.9299 | 9197.5389
8 | 227 | 14 | 10538.4771 | 4054.9861 | 1472.0138 | 16065.477 | 1427.4332 | 835.4994 | 404.2308 | 2667.1634 | 2579.8065 | 878.0247 | 1683.8393 | 5141.6705 | 8256.6431
8 | 227 | 15 | 10743.9583 | 4092.282 | 1496.3131 | 16332.5534 | 1418.9303 | 882.0542 | 562.1532 | 2863.1377 | 2589.5469 | 884.9821 | 1349.4851 | 4824.0141 | 8645.4015
8 | 227 | 16 | 10749.0681 | 4062.9956 | 1496.9086 | 16308.9724 | 1661.7641 | 1047.2376 | 766.7501 | 3475.7518 | 2671.6442 | 869.6759 | 506.453 | 4047.7731 | 8785.4474
8 | 227 | 17 | 10746.6833 | 4023.4213 | 1492.7336 | 16262.8382 | 1603.8821 | 921.2283 | 928.7674 | 3453.8779 | 2415.6117 | 812.6251 | 1425.4704 | 4653.7072 | 8155.2532
8 | 227 | 18 | 10743.385 | 4007.5598 | 1483.3307 | 16234.2755 | 2877.4037 | 1087.2395 | 923.0317 | 4887.6749 | 1813.1003 | 538.5033 | 955.9088 | 3307.5123 | 8039.0882
8 | 227 | 19 | 10296.0663 | 3830.2423 | 1422.0803 | 15548.3889 | 5359.259 | 1148.112 | 1487.8111 | 7995.1821 | 352.0448 | 141.9311 | 341.3206 | 835.2965 | 6717.9103
8 | 227 | 20 | 9660.6615 | 3570.5738 | 1350.6541 | 14581.8894 | 8009.7587 | 1265.6236 | 1788.7957 | 11064.1781 | 0 | 0 | 0 | 0 | 3517.7114
8 | 227 | 21 | 8993.6239 | 3307.5284 | 1291.3503 | 13592.5025 | 9811.5744 | 1793.6426 | 2444.0489 | 14049.2659 | 0 | 0 | 0 | 0 | -456.7634
8 | 227 | 22 | 8526.0255 | 3105.8974 | 1250.4607 | 12882.3837 | 8306.2852 | 1272.3731 | 2490.8371 | 12069.4953 | 0 | 0 | 0 | 0 | 812.8884
8 | 227 | 23 | 8189.8078 | 2975.6864 | 1222.2207 | 12387.715 | 7429.8731 | 1075.6851 | 2126.1364 | 10631.6947 | 0 | 0 | 0 | 0 | 1756.0202
8 | 227 | 24 | 8011.3479 | 2896.298 | 1209.4806 | 12117.1265 | 7045.1577 | 1506.9764 | 1425.0953 | 9977.2293 | 0 | 0 | 0 | 0 | 2139.8972
8 | 228 | 1 | 7958.9313 | 2861.3039 | 1204.0059 | 12024.2412 | 7565.7789 | 1220.7196 | 1406.7338 | 10193.2323 | 0 | 0 | 0 | 0 | 1831.0088
8 | 228 | 2 | 8105.7044 | 2898.9156 | 1219.362 | 12223.982 | 6790.9269 | 1000.8703 | 1116.7645 | 8908.5617 | 0 | 0 | 0 | 0 | 3315.4203
8 | 228 | 3 | 8590.9106 | 3064.7764 | 1262.4106 | 12918.0977 | 6530.6054 | 736.6764 | 539.5913 | 7806.8732 | 0 | 0 | 0 | 0 | 5111.2245
8 | 228 | 4 | 9332.953 | 3322.2817 | 1322.4717 | 13977.7064 | 6516.8457 | 1345.9184 | 439.3236 | 8302.0877 | 0 | 0 | 0 | 0 | 5675.6187
8 | 228 | 5 | 10060.348 | 3602.1716 | 1400.7099 | 15063.2295 | 6074.1305 | 1318.0011 | 508.3535 | 7900.4852 | 0 | 0 | 0 | 0 | 7162.7443
8 | 228 | 6 | 10578.8286 | 3801.343 | 1465.9868 | 15846.1584 | 5736.1336 | 1616.2147 | 550.8748 | 7903.2231 | 0 | 0 | 0 | 0 | 7942.9353
8 | 228 | 7 | 10864.5409 | 3943.0117 | 1504.3711 | 16311.9238 | 5621.3342 | 1262.2351 | 574.1984 | 7457.7677 | 854.3696 | 225.42 | 696.6349 | 1776.4244 | 7077.7316
8 | 228 | 8 | 11039.2392 | 4078.4899 | 1524.776 | 16642.505 | 3557.3333 | 456.7902 | 372.9232 | 4387.0467 | 2027.3884 | 596.9455 | 1238.8987 | 3863.2326 | 8392.2257
8 | 228 | 9 | 11169.2581 | 4167.7178 | 1531.2842 | 16868.26 | 2942.2506 | 413.4129 | 311.3056 | 3666.9692 | 2333.5143 | 754.1829 | 1643.6485 | 4731.3457 | 8469.9452
8 | 228 | 10 | 11328.1031 | 4234.2493 | 1528.1438 | 17090.4963 | 3379.3001 | 472.2228 | 819.843 | 4671.3659 | 2596.5043 | 830.7144 | 1536.3096 | 4963.5283 | 7455.6021
8 | 228 | 11 | 11514.9415 | 4311.401 | 1532.2807 | 17358.6232 | 3750.6125 | 523.3844 | 1117.9396 | 5391.9366 | 2536.6706 | 840.4547 | 1717.8763 | 5095.0016 | 6871.685
8 | 228 | 12 | 11605.226 | 4357.6644 | 1530.3704 | 17493.2608 | 3783.0902 | 721.4992 | 1425.7497 | 5930.3392 | 2460.1391 | 836.2803 | 1736.0906 | 5032.51 | 6530.4116
8 | 228 | 13 | 11695.1221 | 4386.6592 | 1535.3593 | 17617.1406 | 4540.4905 | 690.4493 | 1217.3176 | 6448.2575 | 2394.7394 | 808.4506 | 1723.6296 | 4926.8197 | 6242.0634
8 | 228 | 14 | 11796.9946 | 4411.1528 | 1545.3535 | 17753.5009 | 4483.7741 | 669.9147 | 972.5067 | 6126.1954 | 2571.4577 | 840.4547 | 1760.908 | 5172.8204 | 6454.4851
8 | 228 | 15 | 11973.5119 | 4454.4456 | 1567.1521 | 17995.1096 | 4230.792 | 819.2823 | 715.709 | 5765.7833 | 2603.4617 | 847.4122 | 1795.445 | 5246.3189 | 6983.0074
8 | 228 | 16 | 11948.9674 | 4435.8762 | 1566.3622 | 17951.2058 | 3944.2488 | 727.2727 | 641.2415 | 5312.763 | 2533.8876 | 825.1485 | 1823.0871 | 5182.1231 | 7456.3197
8 | 228 | 17 | 11772.4714 | 4370.7498 | 1555.7617 | 17698.9828 | 3469.1525 | 699.2382 | 625.8426 | 4794.2334 | 1838.147 | 731.9192 | 1705.7488 | 4275.815 | 8628.9345
8 | 228 | 18 | 11604.4632 | 4328.3658 | 1532.2583 | 17465.0873 | 3211.2923 | 717.1603 | 855.1407 | 4783.5932 | 1698.9988 | 541.2863 | 1230.9338 | 3471.2189 | 9210.2752
8 | 228 | 19 | 10927.3715 | 4096.098 | 1460.3838 | 16483.8533 | 2996.703 | 779.6604 | 1223.1285 | 4999.4919 | 571.8989 | 186.4585 | 404.9537 | 1163.3111 | 10321.0504
8 | 228 | 20 | 10019.7945 | 3776.5116 | 1381.3616 | 15177.6677 | 2576.4551 | 444.9793 | 1989.3779 | 5010.8124 | 0 | 0 | 0 | 0 | 10166.8554
8 | 228 | 21 | 9212.4815 | 3447.6305 | 1312.8449 | 13972.9569 | 1985.8762 | 227.4446 | 2050.597 | 4263.9178 | 0 | 0 | 0 | 0 | 9709.039
8 | 228 | 22 | 8598.8747 | 3198.1083 | 1261.3402 | 13058.3232 | 1391.6799 | 214.8423 | 1867.1508 | 3473.673 | 0 | 0 | 0 | 0 | 9584.6503
8 | 228 | 23 | 8216.1026 | 3041.2722 | 1231.0583 | 12488.4331 | 814.6103 | 154.7521 | 1719.0454 | 2688.4079 | 0 | 0 | 0 | 0 | 9800.0252
8 | 228 | 24 | 7983.3412 | 2939.2782 | 1211.3774 | 12133.9968 | 690.1889 | 84.8512 | 1501.8335 | 2276.8736 | 0 | 0 | 0 | 0 | 9857.1232
8 | 229 | 1 | 7885.7964 | 2877.9624 | 1199.1607 | 11962.9196 | 701.4296 | 58.3514 | 933.5549 | 1693.3359 | 0 | 0 | 0 | 0 | 10269.5837
8 | 229 | 2 | 8007.1168 | 2885.1988 | 1209.5762 | 12101.8917 | 656.4946 | 10.3484 | 506.0189 | 1172.8619 | 0 | 0 | 0 | 0 | 10929.0298
8 | 229 | 3 | 8464.9528 | 3017.1881 | 1249.3313 | 12731.4722 | 552.0881 | 24.9454 | 221.6581 | 798.6917 | 0 | 0 | 0 | 0 | 11932.7805
8 | 229 | 4 | 9207.3061 | 3264.0083 | 1317.8587 | 13789.173 | 614.3988 | 0 | 82.6891 | 697.0879 | 0 | 0 | 0 | 0 | 13092.0851
8 | 229 | 5 | 9937.935 | 3527.5908 | 1387.8309 | 14853.3567 | 667.1819 | 0 | 51.2595 | 718.4414 | 0 | 0 | 0 | 0 | 14134.9153
8 | 229 | 6 | 10455.8101 | 3731.262 | 1449.6469 | 15636.719 | 750.1357 | 5.0148 | 35.2594 | 790.41 | 0 | 0 | 0 | 0 | 14846.309
8 | 229 | 7 | 10727.534 | 3871.1124 | 1484.9824 | 16083.6287 | 848.0735 | 2.3355 | 38.4911 | 888.9001 | 929.5096 | 189.2415 | 850.1725 | 1968.9236 | 13225.805
8 | 229 | 8 | 10895.1274 | 3979.4853 | 1495.8885 | 16370.5012 | 492.7985 | 2.4862 | 63.1222 | 558.4069 | 2123.4006 | 557.984 | 1636.1747 | 4317.5593 | 11494.5349
8 | 229 | 9 | 11016.1763 | 4067.0555 | 1497.4383 | 16580.67 | 287.1123 | 0 | 39.8913 | 327.0036 | 2507.4495 | 652.6048 | 1800.5942 | 4960.6485 | 11293.0179
8 | 229 | 10 | 11077.0921 | 4139.7318 | 1493.6663 | 16710.4901 | 360.2065 | 0 | 39.186 | 399.3925 | 2561.7172 | 665.1281 | 1815.9213 | 5042.7666 | 11268.331
8 | 229 | 11 | 11163.1744 | 4265.6781 | 1507.0751 | 16935.9275 | 479.565 | 0.48634 | 42.0287 | 522.08 | 2194.3662 | 480.0611 | 1580.4946 | 4254.9219 | 12158.9256
8 | 229 | 12 | 11199.5877 | 4388.5068 | 1503.4339 | 17091.5285 | 817.4352 | 90.9173 | 59.3004 | 967.653 | 2021.8224 | 498.1504 | 1570.4834 | 4090.4562 | 12033.4193
8 | 229 | 13 | 11262.5186 | 4497.796 | 1506.4749 | 17266.7896 | 1331.6087 | 293.6652 | 98.9532 | 1724.227 | 1772.7472 | 624.7751 | 1402.3687 | 3799.8911 | 11742.6714
8 | 229 | 14 | 11435.7514 | 4588.3222 | 1519.887 | 17543.9606 | 2323.9139 | 555.8441 | 217.5295 | 3097.2875 | 1669.7777 | 592.7711 | 1233.4206 | 3495.9694 | 10950.7037
8 | 229 | 15 | 11623.7832 | 4613.3664 | 1534.101 | 17771.2506 | 3690.8079 | 934.2544 | 372.9535 | 4998.0158 | 1641.948 | 588.5966 | 1414.5958 | 3645.1404 | 9128.0944
8 | 229 | 16 | 11608.5073 | 4548.4869 | 1538.3466 | 17695.3407 | 4708.0644 | 1615.6177 | 592.0745 | 6915.7567 | 1337.2136 | 740.2681 | 1100.8638 | 3178.3456 | 7601.2385
8 | 229 | 17 | 11614.3251 | 4477.0045 | 1541.0519 | 17632.3816 | 6014.694 | 2467.9386 | 967.5087 | 9450.1414 | 1035.2622 | 331.1726 | 331.9879 | 1698.4227 | 6483.8175
8 | 229 | 18 | 11486.6896 | 4413.8539 | 1519.8479 | 17420.3914 | 8069.517 | 3198.4429 | 1936.266 | 13204.2258 | 950.3818 | 9.7404 | 182.6292 | 1142.7514 | 3073.4141
8 | 229 | 19 | 10879.4296 | 4195.4195 | 1457.212 | 16532.0611 | 8710.381 | 3147.5048 | 3004.0584 | 14861.9442 | 250.4667 | 0 | 68.0159 | 318.4826 | 1351.6344
8 | 229 | 20 | 10080.3295 | 3894.4876 | 1381.4196 | 15356.2367 | 8467.8464 | 3359.5863 | 3314.2434 | 15141.676 | 0 | 0 | 0 | 0 | 214.5607
8 | 229 | 21 | 9317.756 | 3587.6891 | 1315.5872 | 14221.0323 | 10310.7379 | 3369.1912 | 2628.7708 | 16308.6999 | 0 | 0 | 0 | 0 | -2087.6677
8 | 229 | 22 | 8726.3421 | 3355.9167 | 1270.1462 | 13352.4051 | 10752.4806 | 3282.0247 | 2629.0692 | 16663.5745 | 0 | 0 | 0 | 0 | -3311.1695
8 | 229 | 23 | 8371.9606 | 3205.7962 | 1245.4294 | 12823.1863 | 10838.6059 | 2413.3562 | 2268.6199 | 15520.582 | 0 | 0 | 0 | 0 | -2697.3957
8 | 229 | 24 | 8154.7324 | 3113.5503 | 1227.8248 | 12496.1075 | 10363.0467 | 2294.1463 | 2327.0994 | 14984.2924 | 0 | 0 | 0 | 0 | -2488.1848
8 | 230 | 1 | 8081.4721 | 3057.0724 | 1224.6678 | 12363.2123 | 9842.1944 | 2420.5565 | 2542.6103 | 14805.3611 | 0 | 0 | 0 | 0 | -2442.1489
8 | 230 | 2 | 8235.9824 | 3089.551 | 1239.7955 | 12565.3288 | 9975.0837 | 2704.8879 | 2859.4491 | 15539.4207 | 0 | 0 | 0 | 0 | -2974.0918
8 | 230 | 3 | 8732.3015 | 3258.303 | 1282.1243 | 13272.7289 | 9414.0994 | 2868.3259 | 1909.8971 | 14192.3224 | 0 | 0 | 0 | 0 | -919.5935
8 | 230 | 4 | 9542.1594 | 3568.4938 | 1348.9157 | 14459.569 | 8696.4823 | 2787.7001 | 1727.6755 | 13211.8578 | 0 | 0 | 0 | 0 | 1247.7111
8 | 230 | 5 | 10402.7132 | 3887.8456 | 1422.0577 | 15712.6165 | 8112.7212 | 2682.5341 | 1450.7595 | 12246.0148 | 0 | 0 | 0 | 0 | 3466.6017
8 | 230 | 6 | 11017.1966 | 4128.8609 | 1482.4655 | 16628.523 | 7489.8027 | 1934.6726 | 1340.8548 | 10765.3301 | 0 | 0 | 0 | 0 | 5863.1929
8 | 230 | 7 | 11357.9216 | 4297.7913 | 1517.6682 | 17173.381 | 7208.9698 | 1677.4135 | 1512.0824 | 10398.4658 | 87.6633 | 86.2718 | 45.773 | 219.7082 | 6555.207
8 | 230 | 8 | 11575.6538 | 4455.6659 | 1533.0843 | 17564.404 | 6205.6189 | 1209.4718 | 1290.5265 | 8705.6172 | 435.5337 | 93.2293 | 202.9063 | 731.6692 | 8127.1176
8 | 230 | 9 | 11761.5592 | 4610.7367 | 1535.5872 | 17907.883 | 4800.5939 | 622.1957 | 810.3045 | 6233.094 | 541.2863 | 114.1015 | 381.4489 | 1036.8366 | 10637.9524
8 | 230 | 10 | 11932.876 | 4740.5892 | 1529.9579 | 18203.4231 | 3775.773 | 397.0836 | 992.4458 | 5165.3024 | 905.8544 | 128.0163 | 625.4954 | 1659.366 | 11378.7547
8 | 230 | 11 | 12264.5143 | 4864.4015 | 1525.3444 | 18654.2602 | 2864.4611 | 379.7366 | 1912.023 | 5156.2208 | 974.037 | 189.2415 | 444.5566 | 1607.835 | 11890.2044
8 | 230 | 12 | 12510.8727 | 4972.5359 | 1522.1983 | 19005.6069 | 2555.3278 | 385.1436 | 2345.8761 | 5286.3474 | 1346.954 | 598.337 | 734.3969 | 2679.6879 | 11039.5715
8 | 230 | 13 | 12787.4068 | 5006.4827 | 1531.1114 | 19325.0009 | 2342.4543 | 459.2253 | 2845.3765 | 5647.0561 | 2016.2565 | 602.5114 | 877.099 | 3495.8669 | 10182.0779
8 | 230 | 14 | 12882.4083 | 5103.8142 | 1548.0843 | 19534.3068 | 2563.573 | 583.1445 | 2934.6643 | 6081.3818 | 1719.871 | 567.7244 | 773.4879 | 3061.0833 | 10391.8417
8 | 230 | 15 | 13039.4838 | 5144.364 | 1572.1017 | 19755.9494 | 3059.7484 | 760.6348 | 3093.2737 | 6913.6568 | 1141.0147 | 224.0285 | 471.1034 | 1836.1467 | 11006.1459
8 | 230 | 16 | 13026.8001 | 5041.104 | 1578.2375 | 19646.1417 | 3406.4496 | 910.1294 | 2999.5308 | 7316.1098 | 217.0711 | 52.8763 | 252.1453 | 522.0927 | 11807.9392
8 | 230 | 17 | 12812.6126 | 4858.2306 | 1568.6518 | 19239.4951 | 3095.0136 | 874.9318 | 2657.1474 | 6627.0928 | 122.4504 | 18.0893 | 80.1225 | 220.6621 | 12391.7401
8 | 230 | 18 | 12534.159 | 4751.4209 | 1548.2906 | 18833.8705 | 4181.888 | 520.6582 | 2332.4699 | 7035.0161 | 150.28 | 130.7992 | 87.888 | 368.9672 | 11429.8871
8 | 230 | 19 | 11780.8978 | 4451.0631 | 1485.9888 | 17717.9498 | 5174.0536 | 635.1594 | 2461.2286 | 8270.4416 | 11.1319 | 15.3063 | 30.1542 | 56.5923 | 9390.9159
8 | 230 | 20 | 10808.8117 | 4069.9527 | 1396.349 | 16275.1134 | 7800.877 | 942.1814 | 2868.7283 | 11611.7867 | 0 | 0 | 0 | 0 | 4663.3267
8 | 230 | 21 | 9849.8925 | 3698.7749 | 1328.8214 | 14877.4889 | 8546.8181 | 1837.0228 | 2586.1132 | 12969.954 | 0 | 0 | 0 | 0 | 1907.5348
8 | 230 | 22 | 9151.491 | 3436.01 | 1277.8551 | 13865.3561 | 7930.0948 | 2683.3306 | 2775.8708 | 13389.2962 | 0 | 0 | 0 | 0 | 476.0599
8 | 230 | 23 | 8705.6722 | 3254.3621 | 1241.1657 | 13201.2 | 7387.1615 | 2570.6891 | 2709.2922 | 12667.1428 | 0 | 0 | 0 | 0 | 534.0572
8 | 230 | 24 | 8391.7927 | 3131.7866 | 1219.6501 | 12743.2293 | 6719.2316 | 2364.1019 | 2469.1998 | 11552.5334 | 0 | 0 | 0 | 0 | 1190.6959
8 | 231 | 1 | 8213.8342 | 3054.3013 | 1208.8418 | 12476.9773 | 6296.0092 | 2042.588 | 2378.6781 | 10717.2753 | 0 | 0 | 0 | 0 | 1759.702
8 | 231 | 2 | 8261.4556 | 3045.191 | 1220.107 | 12526.7535 | 6333.738 | 2409.4599 | 2421.1324 | 11164.3303 | 0 | 0 | 0 | 0 | 1362.4233
8 | 231 | 3 | 8653.3178 | 3169.5044 | 1258.9248 | 13081.747 | 6294.3424 | 2512.5537 | 2323.6999 | 11130.5961 | 0 | 0 | 0 | 0 | 1951.151
8 | 231 | 4 | 9315.1341 | 3403.0682 | 1322.3943 | 14040.5966 | 6507.2701 | 2806.2108 | 1988.6207 | 11302.1017 | 0 | 0 | 0 | 0 | 2738.4949
8 | 231 | 5 | 9946.6866 | 3635.0119 | 1395.3983 | 14977.0968 | 6363.3308 | 3022.1384 | 1964.1663 | 11349.6356 | 0 | 0 | 0 | 0 | 3627.4612
8 | 231 | 6 | 10355.7472 | 3798.8356 | 1450.7457 | 15605.3285 | 6567.1294 | 3099.1541 | 2099.8833 | 11766.1667 | 0 | 0 | 0 | 0 | 3839.1617
8 | 231 | 7 | 10525.3145 | 3877.591 | 1477.1656 | 15880.071 | 6557.6645 | 3122.4922 | 1853.9208 | 11534.0776 | 722.1788 | 9.7404 | 830.9418 | 1562.8611 | 2783.1324
8 | 231 | 8 | 10577.6368 | 3952.8908 | 1475.3388 | 16005.8664 | 5272.4364 | 2589.6713 | 645.4874 | 8507.5951 | 1221.7207 | 111.3185 | 1638.8744 | 2971.9136 | 4526.3578
8 | 231 | 9 | 10605.7222 | 4012.1705 | 1466.9816 | 16084.8744 | 5045.3488 | 2297.1212 | 537.3639 | 7879.8339 | 1885.4573 | 299.1685 | 1869.939 | 4054.5648 | 4150.4756
8 | 231 | 10 | 10638.7398 | 4062.8289 | 1473.5853 | 16175.154 | 5949.6893 | 2227.06 | 471.1151 | 8647.8645 | 2229.1532 | 340.9129 | 1863.2317 | 4433.2979 | 3093.9916
8 | 231 | 11 | 10797.0247 | 4152.5088 | 1481.1012 | 16430.6347 | 5755.6985 | 2130.2699 | 493.5573 | 8379.5257 | 2329.3398 | 578.8563 | 1843.9176 | 4752.1137 | 3298.9952
8 | 231 | 12 | 10973.0009 | 4248.3497 | 1486.5875 | 16707.9381 | 5430.3332 | 1812.1623 | 499.5795 | 7742.075 | 2533.8876 | 583.0307 | 1776.1518 | 4893.0701 | 4072.7931
8 | 231 | 13 | 11206.6038 | 4325.0964 | 1495.997 | 17027.6972 | 4828.6425 | 1518.6414 | 462.7592 | 6810.0431 | 2586.7639 | 866.8929 | 1717.7929 | 5171.4497 | 5046.2044
8 | 231 | 14 | 11475.4197 | 4408.3835 | 1510.4644 | 17394.2677 | 4186.0036 | 1311.5055 | 463.8762 | 5961.3852 | 2469.8794 | 827.9315 | 1556.2977 | 4854.1086 | 6578.7738
8 | 231 | 15 | 11686.9872 | 4444.0876 | 1522.6806 | 17653.7554 | 3685.184 | 1242.7345 | 384.3411 | 5312.2596 | 2734.261 | 850.1951 | 1598.0005 | 5182.4566 | 7159.0392
8 | 231 | 16 | 11665.0819 | 4385.8197 | 1525.0887 | 17575.9903 | 3328.3964 | 1211.7112 | 364.4863 | 4904.594 | 2572.8491 | 424.4018 | 1764.2744 | 4761.5253 | 7909.871
8 | 231 | 17 | 11486.9257 | 4249.2337 | 1519.4703 | 17255.6296 | 3039.6168 | 1284.826 | 298.9719 | 4623.4147 | 2535.2791 | 651.2133 | 1472.8224 | 4659.3149 | 7972.9
8 | 231 | 18 | 11290.0878 | 4175.4282 | 1494.6533 | 16960.1694 | 3224.0385 | 1422.4681 | 609.8692 | 5256.3757 | 1370.6092 | 168.3692 | 997.5074 | 2536.4858 | 9167.3079
8 | 231 | 19 | 10641.044 | 3931.1484 | 1438.3994 | 16010.5918 | 4436.8268 | 2313.3361 | 973.0002 | 7723.1631 | 517.6311 | 187.85 | 308.4668 | 1013.9479 | 7273.4809
8 | 231 | 20 | 9794.5893 | 3609.2928 | 1362.2947 | 14766.1769 | 5990.5182 | 2741.4262 | 1073.422 | 9805.3663 | 0 | 0 | 0 | 0 | 4960.8105
8 | 231 | 21 | 8969.193 | 3281.753 | 1296.4237 | 13547.3697 | 5740.8479 | 2626.3719 | 1640.3664 | 10007.5862 | 0 | 0 | 0 | 0 | 3539.7834
8 | 231 | 22 | 8357.4717 | 3044.3199 | 1246.4948 | 12648.2864 | 5137.9803 | 2747.5513 | 2057.4497 | 9942.9813 | 0 | 0 | 0 | 0 | 2705.3051
8 | 231 | 23 | 7966.6703 | 2887.5805 | 1213.3441 | 12067.5949 | 4906.7372 | 2276.1105 | 1724.167 | 8907.0147 | 0 | 0 | 0 | 0 | 3160.5802
8 | 231 | 24 | 7718.3518 | 2789.17 | 1189.2667 | 11696.7885 | 4567.2122 | 2086.3818 | 1470.4033 | 8123.9973 | 0 | 0 | 0 | 0 | 3572.7912
8 | 232 | 1 | 7595.9557 | 2734.9222 | 1184.2924 | 11515.1703 | 4400.7985 | 1761.6323 | 1085.8292 | 7248.26 | 0 | 0 | 0 | 0 | 4266.9102
8 | 232 | 2 | 7689.0334 | 2747.5613 | 1199.0928 | 11635.6875 | 4155.156 | 2065.1972 | 853.6706 | 7074.0238 | 0 | 0 | 0 | 0 | 4561.6637
8 | 232 | 3 | 8080.2642 | 2874.6236 | 1240.8196 | 12195.7074 | 4551.7208 | 2153.5254 | 774.7886 | 7480.0348 | 0 | 0 | 0 | 0 | 4715.6726
8 | 232 | 4 | 8714.4051 | 3100.4163 | 1304.7736 | 13119.5951 | 4714.4677 | 2427.2256 | 663.1457 | 7804.8391 | 0 | 0 | 0 | 0 | 5314.756
8 | 232 | 5 | 9416.0187 | 3355.7711 | 1374.69 | 14146.4797 | 4917.652 | 2659.0329 | 639.7997 | 8216.4846 | 0 | 0 | 0 | 0 | 5929.9951
8 | 232 | 6 | 9970.263 | 3586.7537 | 1437.0795 | 14994.0962 | 4935.7124 | 2682.2077 | 611.671 | 8229.591 | 0 | 0 | 0 | 0 | 6764.5052
8 | 232 | 7 | 10283.2382 | 3751.3723 | 1474.3947 | 15509.0052 | 4261.1699 | 2341.0246 | 624.2539 | 7226.4484 | 187.85 | 274.1218 | 411.1492 | 873.1211 | 7409.4357
8 | 232 | 8 | 10549.8365 | 3899.467 | 1492.1682 | 15941.4718 | 2289.2156 | 1286.7516 | 173.0946 | 3749.0618 | 519.0225 | 169.7607 | 576.7265 | 1265.5097 | 10926.9002
8 | 232 | 9 | 10824.4893 | 4031.1912 | 1503.6645 | 16359.345 | 1790.6866 | 717.8837 | 57.9054 | 2566.4757 | 1404.0047 | 542.6777 | 1394.6123 | 3341.2947 | 10451.5746
8 | 232 | 10 | 11077.3731 | 4145.8828 | 1512.4721 | 16735.728 | 1866.3484 | 763.6121 | 15.6389 | 2645.5995 | 1590.4632 | 311.6918 | 1817.7503 | 3719.9054 | 10370.2231
8 | 232 | 11 | 11410.5011 | 4307.6821 | 1529.7717 | 17247.9548 | 1773.9785 | 595.0085 | 8.8067 | 2377.7937 | 1871.5425 | 701.3066 | 1781.8635 | 4354.7126 | 10515.4485
8 | 232 | 12 | 11711.2143 | 4451.8726 | 1529.5439 | 17692.6308 | 1757.3861 | 650.6197 | 18.0804 | 2426.0862 | 2103.9199 | 727.7448 | 1589.0102 | 4420.6749 | 10845.8697
8 | 232 | 13 | 12052.917 | 4564.7226 | 1533.3201 | 18150.9598 | 1323.5252 | 417.1734 | 1.6251 | 1742.3237 | 2365.5184 | 724.9618 | 1122.1899 | 4212.6701 | 12195.966
8 | 232 | 14 | 12422.9341 | 4671.3322 | 1547.0382 | 18641.3045 | 896.2826 | 312.3564 | 3.6126 | 1212.2516 | 2401.6969 | 417.4444 | 1316.8514 | 4135.9928 | 13293.0602
8 | 232 | 15 | 12654.8745 | 4712.2953 | 1562.8944 | 18930.0642 | 814.3704 | 312.865 | 1.615 | 1128.8504 | 2194.3661 | 342.3044 | 1734.6365 | 4271.3071 | 13529.9067
8 | 232 | 16 | 12517.5074 | 4613.426 | 1560.98 | 18691.9134 | 675.9881 | 518.0025 | 47.7975 | 1241.7881 | 2405.8713 | 269.9474 | 1588.7692 | 4264.5879 | 13185.5374
8 | 232 | 17 | 12246.6022 | 4454.8572 | 1552.0467 | 18253.5061 | 753.683 | 404.7923 | 182.1613 | 1340.6366 | 2190.1917 | 235.1604 | 1704.399 | 4129.751 | 12783.1184
8 | 232 | 18 | 11959.9037 | 4343.2318 | 1529.828 | 17832.9635 | 931.7089 | 386.9323 | 177.9765 | 1496.6177 | 1801.9684 | 480.0611 | 1148.0492 | 3430.0787 | 12906.2671
8 | 232 | 19 | 11322.0073 | 4089.967 | 1473.222 | 16885.1963 | 2495.2415 | 507.312 | 448.8556 | 3451.4091 | 532.9374 | 178.1096 | 315.1742 | 1026.2212 | 12407.5661
8 | 232 | 20 | 10478.9485 | 3782.2125 | 1402.4137 | 15663.5747 | 4297.6192 | 814.4024 | 581.5938 | 5693.6154 | 0 | 0 | 0 | 0 | 9969.9593
8 | 232 | 21 | 9626.2601 | 3462.3875 | 1335.8003 | 14424.4479 | 4574.5632 | 1204.0778 | 1221.0645 | 6999.7056 | 0 | 0 | 0 | 0 | 7424.7423
8 | 232 | 22 | 8924.2673 | 3201.7552 | 1278.6692 | 13404.6917 | 3777.8302 | 1143.3884 | 1146.4938 | 6067.7125 | 0 | 0 | 0 | 0 | 7336.9793
8 | 232 | 23 | 8468.2445 | 3018.8528 | 1248.7574 | 12735.8548 | 2719.9434 | 641.1585 | 1152.1872 | 4513.289 | 0 | 0 | 0 | 0 | 8222.5657
8 | 232 | 24 | 8150.1359 | 2896.1578 | 1222.102 | 12268.3957 | 2007.1141 | 482.0641 | 839.6837 | 3328.8619 | 0 | 0 | 0 | 0 | 8939.5338
8 | 233 | 1 | 7953.8469 | 2817.504 | 1215.5214 | 11986.8723 | 1531.0905 | 410.2399 | 596.5391 | 2537.8695 | 0 | 0 | 0 | 0 | 9449.0029
8 | 233 | 2 | 7901.1818 | 2781.7217 | 1218.942 | 11901.8455 | 1268.8716 | 312.776 | 438.4293 | 2020.0769 | 0 | 0 | 0 | 0 | 9881.7686
8 | 233 | 3 | 8010.8073 | 2810.7965 | 1236.944 | 12058.5478 | 1214.5756 | 275.3628 | 310.2812 | 1800.2197 | 0 | 0 | 0 | 0 | 10258.3282
8 | 233 | 4 | 8233.8056 | 2873.7697 | 1263.4334 | 12371.0088 | 1104.8862 | 311.4596 | 245.2046 | 1661.5505 | 0 | 0 | 0 | 0 | 10709.4583
8 | 233 | 5 | 8745.4989 | 3049.3909 | 1327.082 | 13121.9718 | 981.3796 | 377.7002 | 212.1769 | 1571.2567 | 0 | 0 | 0 | 0 | 11550.7151
8 | 233 | 6 | 9373.6179 | 3300.025 | 1393.5149 | 14067.1578 | 842.7731 | 392.1792 | 134.8706 | 1369.823 | 0 | 0 | 0 | 0 | 12697.3348
8 | 233 | 7 | 9851.4477 | 3538.5464 | 1443.3118 | 14833.3058 | 773.1698 | 348.3895 | 113.3509 | 1234.9103 | 651.2133 | 236.5518 | 775.8868 | 1663.6519 | 11934.7436
8 | 233 | 8 | 10211.4479 | 3723.9302 | 1473.2164 | 15408.5945 | 371.6255 | 110.9467 | 39.5488 | 522.121 | 1493.0595 | 649.8218 | 1626.8511 | 3769.7324 | 11116.7411
8 | 233 | 9 | 10535.8646 | 3855.4326 | 1487.5415 | 15878.8387 | 254.8182 | 73.6666 | 20.6333 | 349.1181 | 1515.3232 | 834.8889 | 1813.4093 | 4163.6214 | 11366.0992
8 | 233 | 10 | 10830.8387 | 3963.2701 | 1496.1606 | 16290.2694 | 354.2298 | 38.6991 | 6.8761 | 399.805 | 1579.3314 | 896.114 | 1839.6599 | 4315.1053 | 11575.3591
8 | 233 | 11 | 11084.1825 | 4035.5228 | 1506.3817 | 16626.087 | 412.6186 | 21.6666 | 13.0449 | 447.3301 | 1808.9258 | 680.4344 | 1789.9624 | 4279.3226 | 11899.4343
8 | 233 | 12 | 11223.267 | 4059.2867 | 1502.1397 | 16784.6934 | 512.5385 | 17.9996 | 60.9783 | 591.5163 | 1666.9947 | 634.5155 | 1646.311 | 3947.8213 | 12245.3558
8 | 233 | 13 | 11339.6976 | 4092.5308 | 1505.3848 | 16937.6132 | 665.9997 | 30.1415 | 103.4983 | 799.6395 | 1731.0029 | 866.8929 | 1275.6814 | 3873.5772 | 12264.3965
8 | 233 | 14 | 11446.276 | 4136.0638 | 1514.01 | 17096.3498 | 930.18 | 89.1523 | 189.4774 | 1208.8098 | 1224.5036 | 815.4081 | 1161.8716 | 3201.7834 | 12685.7567
8 | 233 | 15 | 11561.4364 | 4140.3112 | 1517.115 | 17218.8627 | 1268.4116 | 190.8473 | 351.6032 | 1810.8621 | 1245.3758 | 864.1099 | 1129.6012 | 3239.087 | 12168.9136
8 | 233 | 16 | 11478.125 | 4067.0355 | 1505.2879 | 17050.4485 | 1631.2139 | 305.7662 | 510.9532 | 2447.9333 | 1710.1306 | 826.5399 | 832.9167 | 3369.5872 | 11232.9279
8 | 233 | 17 | 11283.605 | 3999.9065 | 1504.1025 | 16787.614 | 2310.4177 | 525.5257 | 772.3633 | 3608.3067 | 1505.5829 | 655.3877 | 642.9133 | 2803.8839 | 10375.4233
8 | 233 | 18 | 11085.6789 | 3963.2953 | 1488.6131 | 16537.5873 | 3821.5576 | 886.9594 | 1426.0572 | 6134.5742 | 967.0796 | 534.3289 | 742.4034 | 2243.8118 | 8159.2013
8 | 233 | 19 | 10547.7066 | 3783.4355 | 1441.0939 | 15772.2361 | 6451.2626 | 1634.2828 | 2558.0127 | 10643.5581 | 385.4403 | 157.2374 | 177.8759 | 720.5536 | 4408.1243
8 | 233 | 20 | 9860.7292 | 3549.9109 | 1381.5824 | 14792.2225 | 8367.6002 | 2395.2734 | 3413.6677 | 14176.5413 | 0 | 0 | 0 | 0 | 615.6812
8 | 233 | 21 | 9141.2841 | 3287.886 | 1326.2415 | 13755.4116 | 8934.8637 | 2290.795 | 3213.0112 | 14438.6699 | 0 | 0 | 0 | 0 | -683.2583
8 | 233 | 22 | 8537.4612 | 3055.2432 | 1278.0083 | 12870.7127 | 8216.4602 | 2421.3152 | 3034.6758 | 13672.4512 | 0 | 0 | 0 | 0 | -801.7385
8 | 233 | 23 | 8110.026 | 2884.2835 | 1246.1266 | 12240.436 | 7807.3182 | 1734.0168 | 2803.111 | 12344.446 | 0 | 0 | 0 | 0 | -104.01
8 | 233 | 24 | 7799.3098 | 2763.0429 | 1228.6266 | 11790.9792 | 7269.1263 | 1609.0919 | 2597.2996 | 11475.5178 | 0 | 0 | 0 | 0 | 315.4614
8 | 234 | 1 | 7625.0412 | 2693.8305 | 1213.2028 | 11532.0745 | 7206.2646 | 1695.3611 | 2487.667 | 11389.2927 | 0 | 0 | 0 | 0 | 142.7818
8 | 234 | 2 | 7536.3402 | 2650.7381 | 1207.3354 | 11394.4137 | 6787.0362 | 1519.6091 | 2276.3528 | 10582.9982 | 0 | 0 | 0 | 0 | 811.4155
8 | 234 | 3 | 7580.4074 | 2655.9229 | 1219.8021 | 11456.1324 | 6658.4157 | 1892.3032 | 2261.9682 | 10812.6871 | 0 | 0 | 0 | 0 | 643.4453
8 | 234 | 4 | 7695.9856 | 2681.7544 | 1241.6003 | 11619.3403 | 7044.9796 | 1891.7753 | 2215.1716 | 11151.9266 | 0 | 0 | 0 | 0 | 467.4137
8 | 234 | 5 | 8068.5042 | 2822.9406 | 1302.784 | 12194.2288 | 7385.9437 | 1852.3455 | 2289.9611 | 11528.2504 | 0 | 0 | 0 | 0 | 665.9784
8 | 234 | 6 | 8618.5027 | 3062.6198 | 1371.4127 | 13052.5352 | 7560.4292 | 1085.4214 | 2430.4826 | 11076.3333 | 0 | 0 | 0 | 0 | 1976.2019
8 | 234 | 7 | 9125.9262 | 3287.9123 | 1425.0632 | 13838.9018 | 6849.7459 | 870.9338 | 2646.3943 | 10367.074 | 16.6978 | 4.1744 | 313.8778 | 334.75 | 3137.0778
8 | 234 | 8 | 9517.9044 | 3501.826 | 1455.1927 | 14474.9231 | 5845.6401 | 469.6978 | 2595.0271 | 8910.3651 | 257.4241 | 108.5356 | 50.9014 | 416.861 | 5147.697
8 | 234 | 9 | 9881.3124 | 3685.9829 | 1475.8301 | 15043.1254 | 4705.7669 | 473.1993 | 2486.7872 | 7665.7534 | 299.1685 | 108.5356 | 100.3072 | 508.0112 | 6869.3608
8 | 234 | 10 | 10313.5202 | 3862.9647 | 1488.48 | 15664.965 | 4531.4124 | 1053.4221 | 2543.6251 | 8128.4597 | 474.4952 | 512.0652 | 183.796 | 1170.3563 | 6366.149
8 | 234 | 11 | 10650.9841 | 4045.6204 | 1482.5076 | 16179.1121 | 3845.5415 | 1138.8555 | 2660.7823 | 7645.1793 | 1224.5036 | 793.1444 | 334.9213 | 2352.5693 | 6181.3636
8 | 234 | 12 | 11023.2373 | 4206.1689 | 1486.5405 | 16715.9468 | 4207.3262 | 1198.6851 | 2237.2063 | 7643.2175 | 1750.4836 | 840.4547 | 603.44 | 3194.3783 | 5878.3509
8 | 234 | 13 | 11452.4147 | 4364.6718 | 1496.0863 | 17313.1729 | 4292.7189 | 1804.9039 | 1950.4835 | 8048.1063 | 1789.4451 | 477.2781 | 498.2708 | 2764.994 | 6500.0725
8 | 234 | 14 | 11866.5484 | 4495.0984 | 1522.6278 | 17884.2746 | 6623.3022 | 2443.3812 | 1971.5931 | 11038.2765 | 1671.1692 | 709.6555 | 505.7283 | 2886.553 | 3959.4451
8 | 234 | 15 | 12170.922 | 4559.8273 | 1542.8712 | 18273.6206 | 7511.2669 | 2292.9029 | 1683.8268 | 11487.9966 | 1935.5506 | 207.3307 | 429.7757 | 2572.657 | 4212.967
8 | 234 | 16 | 12202.0308 | 4536.4714 | 1531.3242 | 18269.8264 | 9046.3562 | 1740.7156 | 1470.5463 | 12257.6182 | 1224.5036 | 681.8259 | 804.6839 | 2711.0134 | 3301.1948
8 | 234 | 17 | 12189.5597 | 4521.4064 | 1524.8063 | 18235.7724 | 9368.7189 | 1799.797 | 1580.0461 | 12748.5619 | 2174.8854 | 825.1485 | 843.504 | 3843.5379 | 1643.6725
8 | 234 | 18 | 12142.7963 | 4503.6226 | 1502.841 | 18149.2599 | 9880.365 | 2737.3617 | 1688.1635 | 14305.8902 | 1346.954 | 403.5296 | 114.3261 | 1864.8097 | 1978.56
8 | 234 | 19 | 11585.0765 | 4296.2695 | 1440.074 | 17321.42 | 10246.7395 | 2981.7566 | 1651.0131 | 14879.5091 | 450.84 | 173.9352 | 160.7451 | 785.5202 | 1656.3906
8 | 234 | 20 | 10803.5445 | 3991.6384 | 1371.8341 | 16167.017 | 10716.6994 | 2909.4815 | 2112.7235 | 15738.9043 | 0 | 0 | 0 | 0 | 428.1126
8 | 234 | 21 | 10028.7141 | 3682.6317 | 1322.9549 | 15034.3008 | 10427.4665 | 3187.6512 | 3166.3303 | 16781.448 | 0 | 0 | 0 | 0 | -1747.1472
8 | 234 | 22 | 9441.762 | 3447.6034 | 1287.7204 | 14177.0857 | 10162.995 | 3252.9213 | 3450.0724 | 16865.9887 | 0 | 0 | 0 | 0 | -2688.9029
8 | 234 | 23 | 9061.3583 | 3295.0932 | 1265.5965 | 13622.048 | 9993.2634 | 3184.3635 | 3694.341 | 16871.9679 | 0 | 0 | 0 | 0 | -3249.9198
8 | 234 | 24 | 8817.18 | 3192.4155 | 1247.0455 | 13256.641 | 10494.9687 | 3357.0804 | 3866.1813 | 17718.2304 | 0 | 0 | 0 | 0 | -4461.5894
8 | 235 | 1 | 8710.1594 | 3137.3872 | 1245.387 | 13092.9336 | 10039.2732 | 3301.5581 | 4040.1502 | 17380.9814 | 0 | 0 | 0 | 0 | -4288.0478
8 | 235 | 2 | 8841.58 | 3161.5984 | 1256.039 | 13259.2175 | 9895.1264 | 3309.9196 | 4029.9033 | 17234.9493 | 0 | 0 | 0 | 0 | -3975.7318
8 | 235 | 3 | 9336.2426 | 3317.8034 | 1303.2831 | 13957.3292 | 10045.1189 | 2656.1696 | 3894.8426 | 16596.1311 | 0 | 0 | 0 | 0 | -2638.8019
8 | 235 | 4 | 10158.7879 | 3596.2763 | 1365.2946 | 15120.3588 | 9896.4197 | 2178.7007 | 3712.6248 | 15787.7452 | 0 | 0 | 0 | 0 | -667.3864
8 | 235 | 5 | 11073.6268 | 3934.527 | 1439.196 | 16447.3498 | 9298.9342 | 2483.3712 | 3794.1694 | 15576.4748 | 0 | 0 | 0 | 0 | 870.875
8 | 235 | 6 | 11853.9056 | 4212.8718 | 1513.6231 | 17580.4005 | 8897.5721 | 2042.0848 | 3794.3565 | 14734.0134 | 0 | 0 | 0 | 0 | 2846.3872
8 | 235 | 7 | 12459.8017 | 4489.3894 | 1561.9375 | 18511.1286 | 8332.9339 | 2081.9403 | 3514.828 | 13929.7022 | 388.2233 | 2.783 | 727.3099 | 1118.3162 | 3463.1102
8 | 235 | 8 | 12976.0687 | 4776.2784 | 1595.2958 | 19347.6429 | 5480.1652 | 1093.805 | 2870.4938 | 9444.4641 | 1118.7511 | 25.0467 | 1574.2456 | 2718.0433 | 7185.1355
8 | 235 | 9 | 13416.023 | 5017.6001 | 1621.851 | 20055.474 | 3958.9793 | 906.0108 | 2464.9977 | 7329.9878 | 1644.731 | 43.1359 | 1581.0735 | 3268.9405 | 9456.5457
8 | 235 | 10 | 13839.2772 | 5214.8432 | 1635.0378 | 20689.1582 | 4605.9278 | 864.8989 | 2633.9164 | 8104.743 | 1278.7714 | 620.6007 | 1835.4646 | 3734.8367 | 8849.5785
8 | 235 | 11 | 14291.3891 | 5413.7374 | 1653.0902 | 21358.2166 | 4963.7097 | 1093.7405 | 2838.4778 | 8895.928 | 1737.9603 | 936.4669 | 1823.2955 | 4497.7227 | 7964.5659
8 | 235 | 12 | 14652.3093 | 5555.2736 | 1656.0099 | 21863.5928 | 4876.0053 | 1238.6082 | 2781.8701 | 8896.4835 | 2471.2709 | 918.3778 | 1779.0806 | 5168.7292 | 7798.3801
8 | 235 | 13 | 14991.7789 | 5676.3538 | 1662.3743 | 22330.507 | 4814.2533 | 1492.7335 | 2714.5392 | 9021.526 | 2711.9972 | 912.8118 | 1768.0113 | 5392.8203 | 7916.1607
8 | 235 | 14 | 15229.7229 | 5760.9066 | 1683.6733 | 22674.3028 | 4584.2643 | 1691.0338 | 2655.5565 | 8930.8547 | 2731.478 | 929.5095 | 1801.0943 | 5462.0818 | 8281.3663
8 | 235 | 15 | 15334.6827 | 5791.532 | 1696.5071 | 22822.7218 | 4415.2269 | 1443.2775 | 2588.1464 | 8446.6508 | 2744.0013 | 926.7266 | 1852.1415 | 5522.8694 | 8853.2016
8 | 235 | 16 | 15192.1196 | 5719.1559 | 1690.8847 | 22602.1603 | 4315.4609 | 1069.8358 | 2800.1776 | 8185.4743 | 2835.8391 | 958.7307 | 1864.5815 | 5659.1512 | 8757.5347
8 | 235 | 17 | 15047.2014 | 5616.0108 | 1684.4127 | 22347.6249 | 4544.3239 | 1165.4978 | 2658.9941 | 8368.8158 | 2696.6909 | 910.0288 | 1758.2917 | 5365.0114 | 8613.7976
8 | 235 | 18 | 14674.0927 | 5470.4436 | 1640.896 | 21785.4323 | 3990.6737 | 916.501 | 3107.5677 | 8014.7425 | 1863.1936 | 648.4303 | 1148.0909 | 3659.7147 | 10110.9751
8 | 235 | 19 | 13721.8405 | 5129.8225 | 1561.559 | 20413.2221 | 4544.348 | 1218.4074 | 3379.8489 | 9142.6042 | 471.7122 | 196.1989 | 260.0775 | 927.9886 | 10342.6293
8 | 235 | 20 | 12551.4424 | 4696.5327 | 1477.6333 | 18725.6083 | 3844.2675 | 1472.8384 | 3173.3268 | 8490.4327 | 0 | 0 | 0 | 0 | 10235.1756
8 | 235 | 21 | 11497.5933 | 4300.1848 | 1408.9282 | 17206.7063 | 3394.6683 | 1526.8376 | 2890.0567 | 7811.5627 | 0 | 0 | 0 | 0 | 9395.1436
8 | 235 | 22 | 10704.3683 | 3986.4426 | 1365.6247 | 16056.4355 | 3059.1681 | 1863.5178 | 2755.1154 | 7677.8012 | 0 | 0 | 0 | 0 | 8378.6343
8 | 235 | 23 | 10195.0498 | 3786.2023 | 1333.2553 | 15314.5073 | 3495.8355 | 1720.4081 | 2831.5776 | 8047.8212 | 0 | 0 | 0 | 0 | 7266.6861
8 | 235 | 24 | 9854.254 | 3638.6352 | 1314.3869 | 14807.2761 | 4297.6324 | 1496.6799 | 2942.9883 | 8737.3007 | 0 | 0 | 0 | 0 | 6069.9754
8 | 236 | 1 | 9677.6651 | 3547.3855 | 1304.8656 | 14529.9163 | 4847.2039 | 1282.2985 | 3135.9172 | 9265.4196 | 0 | 0 | 0 | 0 | 5264.4967
8 | 236 | 2 | 9753.9628 | 3546.8009 | 1316.7274 | 14617.4912 | 5381.0648 | 933.4755 | 3059.7274 | 9374.2677 | 0 | 0 | 0 | 0 | 5243.2235
8 | 236 | 3 | 10258.1237 | 3703.0543 | 1364.3261 | 15325.504 | 5153.8268 | 708.4202 | 2910.0425 | 8772.2896 | 0 | 0 | 0 | 0 | 6553.2145
8 | 236 | 4 | 11128.6174 | 3982.2975 | 1442.8548 | 16553.7696 | 4729.2048 | 642.4453 | 2933.706 | 8305.3561 | 0 | 0 | 0 | 0 | 8248.4136
8 | 236 | 5 | 12064.1979 | 4347.7528 | 1524.7418 | 17936.6925 | 4122.2051 | 581.8591 | 2892.8165 | 7596.8807 | 0 | 0 | 0 | 0 | 10339.8118
8 | 236 | 6 | 12954.3177 | 4684.0882 | 1598.7195 | 19237.1254 | 3688.8449 | 575.977 | 2996.1485 | 7260.9704 | 0 | 0 | 0 | 0 | 11976.155
8 | 236 | 7 | 13693.944 | 5009.6728 | 1653.1816 | 20356.7983 | 3207.1912 | 548.5087 | 2923.402 | 6679.1019 | 898.897 | 276.9048 | 661.2898 | 1837.0915 | 11840.6049
8 | 236 | 8 | 14484.151 | 5380.0532 | 1688.2253 | 21552.4295 | 1974.4166 | 478.3413 | 1951.3084 | 4404.0663 | 2237.5021 | 716.6129 | 1437.9058 | 4392.0209 | 12756.3424
8 | 236 | 9 | 15259.1541 | 5723.3401 | 1709.3563 | 22691.8504 | 797.2379 | 114.9831 | 1142.5921 | 2054.8131 | 2631.2914 | 873.8503 | 1676.9235 | 5182.0652 | 15454.9721
8 | 236 | 10 | 15881.5557 | 6012.2363 | 1730.2805 | 23624.0725 | 444.4034 | 48.8629 | 880.7396 | 1374.006 | 2724.5206 | 905.8544 | 1733.5576 | 5363.9326 | 16886.134
8 | 236 | 11 | 16382.2455 | 6236.7652 | 1746.1245 | 24365.1351 | 246.8805 | 10.4953 | 771.181 | 1028.5568 | 2660.5124 | 896.114 | 1664.6502 | 5221.2767 | 18115.3017
8 | 236 | 12 | 16636.4023 | 6346.4875 | 1741.249 | 24724.1389 | 183.3835 | 5.0336 | 856.0542 | 1044.4713 | 2600.6788 | 878.0247 | 1632.8337 | 5111.5373 | 18568.1303
8 | 236 | 13 | 16934.5732 | 6390.0252 | 1750.4319 | 25075.0303 | 273.4272 | 18.6803 | 923.5295 | 1215.637 | 2578.415 | 869.6759 | 1620.3937 | 5068.4846 | 18790.9087
8 | 236 | 14 | 17199.3888 | 6471.9332 | 1745.3041 | 25416.6261 | 408.0223 | 127.7057 | 947.2002 | 1482.9282 | 2611.8106 | 879.4163 | 1638.3789 | 5129.6058 | 18804.0922
8 | 236 | 15 | 17360.5605 | 6488.1956 | 1764.3819 | 25613.1381 | 592.4171 | 257.4761 | 897.5652 | 1747.4584 | 2671.6443 | 869.6759 | 1644.0489 | 5185.3691 | 18680.3106
8 | 236 | 16 | 17224.8886 | 6392.3535 | 1790.8307 | 25408.0728 | 582.8029 | 308.0131 | 842.7058 | 1733.5218 | 2636.8572 | 887.7651 | 1590.3645 | 5114.9868 | 18559.5642
8 | 236 | 17 | 17028.9709 | 6279.8791 | 1803.8829 | 25112.7329 | 483.1635 | 306.8284 | 858.8951 | 1648.8869 | 2421.1776 | 825.1485 | 1390.35 | 4636.6761 | 18827.17
8 | 236 | 18 | 16632.4958 | 6097.5341 | 1776.1154 | 24506.1454 | 634.317 | 488.0387 | 1134.6805 | 2257.0362 | 1577.9399 | 563.55 | 811.7781 | 2953.268 | 19295.8412
8 | 236 | 19 | 15648.2297 | 5698.7294 | 1702.5406 | 23049.4997 | 1450.9168 | 1023.6125 | 2547.9938 | 5022.5231 | 391.0063 | 151.6715 | 149.7799 | 692.4577 | 17334.519
8 | 236 | 20 | 14400.6675 | 5218.8821 | 1605.0268 | 21224.5765 | 2389.2944 | 1551.0414 | 3059.5861 | 6999.9219 | 0 | 0 | 0 | 0 | 14224.6546
8 | 236 | 21 | 13262.0404 | 4769.3355 | 1522.6884 | 19554.0643 | 3884.0382 | 1354.5053 | 2975.6498 | 8214.1932 | 0 | 0 | 0 | 0 | 11339.8711
8 | 236 | 22 | 12358.501 | 4416.0933 | 1460.3486 | 18234.9429 | 4141.814 | 1361.1863 | 2946.4812 | 8449.4815 | 0 | 0 | 0 | 0 | 9785.4614
8 | 236 | 23 | 11732.9725 | 4170.2398 | 1423.4477 | 17326.66 | 3902.6334 | 1514.7 | 2633.5226 | 8050.856 | 0 | 0 | 0 | 0 | 9275.8041
8 | 236 | 24 | 11290.4934 | 4000.4646 | 1393.2963 | 16684.2542 | 3441.7979 | 1435.9175 | 2030.6223 | 6908.3377 | 0 | 0 | 0 | 0 | 9775.9165
8 | 237 | 1 | 11029.3015 | 3875.2056 | 1374.1693 | 16278.6765 | 3073.4089 | 1382.2469 | 1695.6792 | 6151.3349 | 0 | 0 | 0 | 0 | 10127.3415
8 | 237 | 2 | 11028.4547 | 3851.1586 | 1381.5714 | 16261.1846 | 2991.2749 | 1383.6681 | 1460.362 | 5835.305 | 0 | 0 | 0 | 0 | 10425.8797
8 | 237 | 3 | 11446.7868 | 4001.6685 | 1428.3592 | 16876.8146 | 3104.9819 | 1230.3101 | 1189.5615 | 5524.8535 | 0 | 0 | 0 | 0 | 11351.9611
8 | 237 | 4 | 12257.3745 | 4315.3614 | 1500.5208 | 18073.2566 | 3075.798 | 951.2334 | 931.5593 | 4958.5906 | 0 | 0 | 0 | 0 | 13114.666
8 | 237 | 5 | 13175.8314 | 4649.9244 | 1577.2504 | 19403.0062 | 3110.5566 | 757.9562 | 718.6347 | 4587.1475 | 0 | 0 | 0 | 0 | 14815.8587
8 | 237 | 6 | 14006.2579 | 4970.351 | 1649.6185 | 20626.2274 | 2663.4591 | 534.3556 | 733.2175 | 3931.0322 | 0 | 0 | 0 | 0 | 16695.1952
8 | 237 | 7 | 14790.1377 | 5312.3995 | 1713.6474 | 21816.1846 | 2183.0497 | 345.8397 | 764.9543 | 3293.8436 | 637.2985 | 230.9859 | 606.0473 | 1474.3316 | 17048.0094
8 | 237 | 8 | 15427.34 | 5652.9916 | 1751.8204 | 22832.1521 | 1434.0426 | 162.7914 | 382.3706 | 1979.2046 | 1875.7169 | 570.5074 | 1269.995 | 3716.2193 | 17136.7282
8 | 237 | 9 | 16081.8676 | 5954.2512 | 1772.366 | 23808.4848 | 541.1496 | 12.0004 | 137.359 | 690.5091 | 1840.9299 | 763.9233 | 1231.279 | 3836.1321 | 19281.8435
8 | 237 | 10 | 16617.8784 | 6191.0727 | 1773.0213 | 24581.9724 | 295.1352 | 16.9548 | 114.4539 | 426.5438 | 2535.2791 | 766.7062 | 1443.4509 | 4745.4362 | 19409.9924
8 | 237 | 11 | 17042.8756 | 6364.0527 | 1784.884 | 25191.8123 | 301.5833 | 13.2164 | 166.4475 | 481.2472 | 2481.0113 | 783.4041 | 1523.8444 | 4788.2597 | 19922.3054
8 | 237 | 12 | 17211.2062 | 6466.0972 | 1767.1677 | 25444.4711 | 438.8418 | 48.7969 | 243.75 | 731.3887 | 2307.0761 | 794.5358 | 1549.6991 | 4651.3111 | 20061.7713
8 | 237 | 13 | 17378.4004 | 6493.3738 | 1741.7087 | 25613.4828 | 702.4948 | 103.8682 | 317.9745 | 1124.3376 | 2041.3033 | 698.5236 | 1454.8283 | 4194.6551 | 20294.4901
8 | 237 | 14 | 17594.0772 | 6558.9742 | 1734.9953 | 25888.0467 | 896.3894 | 120.2176 | 410.7513 | 1427.3583 | 2002.3417 | 608.0774 | 1470.7343 | 4081.1533 | 20379.5351
8 | 237 | 15 | 17700.7082 | 6553.665 | 1743.9957 | 25998.3689 | 1130.5371 | 225.0804 | 589.9603 | 1945.5778 | 1973.1206 | 755.5744 | 1398.4398 | 4127.1348 | 19925.6563
8 | 237 | 16 | 17422.8742 | 6418.8521 | 1751.847 | 25593.5733 | 1244.6551 | 294.8004 | 820.0319 | 2359.4874 | 1864.5851 | 455.0144 | 1290.1588 | 3609.7582 | 19624.3277
8 | 237 | 17 | 17160.9116 | 6296.8761 | 1758.2479 | 25216.0356 | 1278.7012 | 392.9325 | 1182.4431 | 2854.0768 | 1945.291 | 709.6555 | 1238.7202 | 3893.6667 | 18468.2921
8 | 237 | 18 | 16682.7554 | 6112.66 | 1725.9879 | 24521.4033 | 2229.0484 | 615.3879 | 1919.75 | 4764.1862 | 1181.3677 | 370.1341 | 830.8838 | 2382.3856 | 17374.8315
8 | 237 | 19 | 15621.9727 | 5705.7074 | 1646.1638 | 22973.8439 | 5038.1457 | 1394.1965 | 3748.4739 | 10180.8162 | 178.1096 | 66.7911 | 106.5607 | 351.4614 | 12441.5663
8 | 237 | 20 | 14327.7474 | 5204.1522 | 1559.5207 | 21091.4204 | 6891.7596 | 1798.3295 | 4156.3557 | 12846.4449 | 0 | 0 | 0 | 0 | 8244.9754
8 | 237 | 21 | 13115.9341 | 4746.8607 | 1486.2231 | 19349.0179 | 8101.5151 | 1911.264 | 4190.2732 | 14203.0523 | 0 | 0 | 0 | 0 | 5145.9656
8 | 237 | 22 | 12232.8849 | 4402.4843 | 1431.5931 | 18066.9622 | 8562.6866 | 1814.7213 | 4052.9201 | 14430.328 | 0 | 0 | 0 | 0 | 3636.6342
8 | 237 | 23 | 11602.6071 | 4164.2107 | 1397.531 | 17164.3487 | 8343.7993 | 1515.6516 | 3752.9472 | 13612.3981 | 0 | 0 | 0 | 0 | 3551.9506
8 | 237 | 24 | 11187.6677 | 3994.4689 | 1375.9291 | 16558.0657 | 7901.6873 | 1219.8703 | 3510.1633 | 12631.7209 | 0 | 0 | 0 | 0 | 3926.3448
8 | 238 | 1 | 10928.7041 | 3892.4101 | 1361.9618 | 16183.0759 | 7370.6622 | 1035.4527 | 3308.486 | 11714.6009 | 0 | 0 | 0 | 0 | 4468.4751
8 | 238 | 2 | 10965.1164 | 3884.0646 | 1377.0523 | 16226.2333 | 6963.9002 | 912.7607 | 3162.8118 | 11039.4728 | 0 | 0 | 0 | 0 | 5186.7605
8 | 238 | 3 | 11405.3297 | 4042.3041 | 1421.4078 | 16869.0415 | 6504.7158 | 874.4892 | 2652.149 | 10031.354 | 0 | 0 | 0 | 0 | 6837.6876
8 | 238 | 4 | 12247.2821 | 4354.4725 | 1499.8277 | 18101.5824 | 5958.8233 | 845.9792 | 2408.1923 | 9212.9948 | 0 | 0 | 0 | 0 | 8888.5876
8 | 238 | 5 | 13042.5365 | 4674.2912 | 1561.3857 | 19278.2133 | 5590.2083 | 848.107 | 2349.9237 | 8788.2389 | 0 | 0 | 0 | 0 | 10489.9744
8 | 238 | 6 | 13717.5721 | 4932.3307 | 1611.132 | 20261.0348 | 5057.3666 | 764.1387 | 2148.8233 | 7970.3286 | 0 | 0 | 0 | 0 | 12290.7062
8 | 238 | 7 | 14244.054 | 5167.2393 | 1642.0063 | 21053.2996 | 5033.2472 | 792.3071 | 1702.7512 | 7528.3055 | 801.4933 | 232.3774 | 332.055 | 1365.9256 | 12159.0685
8 | 238 | 8 | 14678.8451 | 5394.529 | 1656.8855 | 21730.2596 | 3751.5209 | 675.3154 | 882.5458 | 5309.3821 | 1795.011 | 500.9333 | 822.5141 | 3118.4584 | 13302.4191
8 | 238 | 9 | 15030.3196 | 5580.0148 | 1656.0936 | 22266.4281 | 2214.1728 | 353.4667 | 404.8591 | 2972.4987 | 2326.557 | 559.3755 | 954.4176 | 3840.3501 | 15453.5793
8 | 238 | 10 | 15263.3447 | 5706.6628 | 1639.3495 | 22609.357 | 1918.6622 | 386.9302 | 388.5234 | 2694.1157 | 2376.6503 | 880.8077 | 1468.7939 | 4726.2519 | 15188.9894
8 | 238 | 11 | 15476.4857 | 5862.764 | 1635.6959 | 22974.9457 | 1834.0724 | 353.1854 | 643.9381 | 2831.1959 | 2681.3846 | 891.9395 | 1741.7189 | 5315.0431 | 14828.7067
8 | 238 | 12 | 15472.8592 | 5956.4593 | 1624.1234 | 23053.4419 | 2150.7838 | 368.5966 | 751.3654 | 3270.7458 | 2607.6362 | 862.7185 | 1564.5098 | 5034.8645 | 14747.8316
8 | 238 | 13 | 15467.1786 | 6029.9494 | 1620.0811 | 23117.2092 | 2611.9136 | 458.8148 | 959.5763 | 4030.3047 | 2565.8917 | 850.1951 | 1609.5328 | 5025.6196 | 14061.2849
8 | 238 | 14 | 15408.0188 | 6082.1254 | 1615.8832 | 23106.0275 | 3131.7664 | 678.0379 | 1043.1619 | 4852.9662 | 2592.3298 | 715.2214 | 1613.8114 | 4921.3627 | 13331.6986
8 | 238 | 15 | 15210.2086 | 6057.65 | 1618.7607 | 22886.6192 | 3924.854 | 947.755 | 1100.9632 | 5973.5722 | 2572.8491 | 851.5866 | 1725.0212 | 5149.4569 | 11763.5901
8 | 238 | 16 | 14789.3689 | 5898.9613 | 1601.9152 | 22290.2455 | 5224.1647 | 1161.2713 | 1141.6696 | 7527.1056 | 2311.2506 | 847.4122 | 1702.8825 | 4861.5453 | 9901.5946
8 | 238 | 17 | 14465.8585 | 5685.2135 | 1582.7818 | 21733.8537 | 6688.2282 | 1333.6768 | 1315.5973 | 9337.5023 | 1230.0696 | 474.4951 | 1300.6864 | 3005.2511 | 9391.1004
8 | 238 | 18 | 13977.9614 | 5484.9592 | 1548.9789 | 21011.8994 | 7330.9497 | 1984.277 | 1840.8769 | 11156.1037 | 1186.9336 | 300.56 | 372.3291 | 1859.8227 | 7995.9731
8 | 238 | 19 | 13033.1972 | 5100.7912 | 1476.6484 | 19610.6368 | 8860.0711 | 2212.9268 | 3207.9719 | 14280.9698 | 230.9859 | 93.2293 | 68.1826 | 392.3978 | 4937.2692
8 | 238 | 20 | 11879.2435 | 4625.942 | 1389.6957 | 17894.8812 | 8740.9144 | 2707.2506 | 3938.5441 | 15386.7091 | 0 | 0 | 0 | 0 | 2508.1721
8 | 238 | 21 | 10785.5945 | 4184.1516 | 1326.0595 | 16295.8056 | 8775.7036 | 2799.6586 | 3870.8977 | 15446.2599 | 0 | 0 | 0 | 0 | 849.5457
8 | 238 | 22 | 9984.3295 | 3848.5479 | 1274.8152 | 15107.6925 | 8190.5907 | 2659.8504 | 3904.6841 | 14755.1252 | 0 | 0 | 0 | 0 | 352.5673
8 | 238 | 23 | 9410.7348 | 3621.579 | 1243.7259 | 14276.0397 | 7738.2864 | 2332.893 | 3317.8433 | 13389.0226 | 0 | 0 | 0 | 0 | 887.0171
8 | 238 | 24 | 9033.1407 | 3465.1322 | 1220.6641 | 13718.937 | 7365.8985 | 2201.0048 | 3180.1237 | 12747.027 | 0 | 0 | 0 | 0 | 971.91
8 | 239 | 1 | 8809.9348 | 3361.0238 | 1209.7082 | 13380.6668 | 7492.2265 | 1906.1486 | 2823.5095 | 12221.8847 | 0 | 0 | 0 | 0 | 1158.7821
8 | 239 | 2 | 8821.1608 | 3328.0196 | 1216.2122 | 13365.3927 | 6997.0795 | 1447.6913 | 2616.882 | 11061.6528 | 0 | 0 | 0 | 0 | 2303.7399
8 | 239 | 3 | 9184.2872 | 3447.9454 | 1258.2811 | 13890.5137 | 6565.4478 | 948.7739 | 2373.0996 | 9887.3213 | 0 | 0 | 0 | 0 | 4003.1923
8 | 239 | 4 | 9846.0024 | 3714.0744 | 1327.2747 | 14887.3515 | 6574.2537 | 812.5926 | 2338.099 | 9724.9453 | 0 | 0 | 0 | 0 | 5162.4062
8 | 239 | 5 | 10446.0789 | 3915.2119 | 1397.9871 | 15759.2779 | 6471.0279 | 849.475 | 2530.2772 | 9850.7801 | 0 | 0 | 0 | 0 | 5908.4979
8 | 239 | 6 | 10872.0801 | 4059.8992 | 1458.5176 | 16390.497 | 5979.066 | 825.2992 | 2674.4215 | 9478.7867 | 0 | 0 | 0 | 0 | 6911.7103
8 | 239 | 7 | 11105.6846 | 4189.4327 | 1478.0805 | 16773.1978 | 5157.4588 | 643.0048 | 2804.4986 | 8604.9622 | 807.0592 | 207.3307 | 663.9269 | 1678.3168 | 6489.9188
8 | 239 | 8 | 11197.494 | 4291.3006 | 1486.0706 | 16974.8651 | 3497.369 | 452.0414 | 1936.8602 | 5886.2706 | 2123.4006 | 594.1625 | 1261.1134 | 3978.6765 | 7109.918
8 | 239 | 9 | 11246.5969 | 4364.6764 | 1490.3807 | 17101.6541 | 2097.1843 | 144.4386 | 1558.5219 | 3800.1447 | 2563.1088 | 772.2722 | 1683.6102 | 5018.9912 | 8282.5182
8 | 239 | 10 | 11324.2647 | 4428.046 | 1486.9494 | 17239.2601 | 1393.698 | 118.3928 | 1291.0428 | 2803.1335 | 2657.7294 | 869.6759 | 1745.8517 | 5273.257 | 9162.8695
8 | 239 | 11 | 11432.794 | 4473.4983 | 1482.8135 | 17389.1058 | 1009.3587 | 141.537 | 982.1316 | 2133.0274 | 2577.0235 | 844.6292 | 1691.9382 | 5113.5909 | 10142.4875
8 | 239 | 12 | 11475.0593 | 4476.6554 | 1476.5582 | 17428.2729 | 651.9141 | 121.0667 | 739.1884 | 1512.1691 | 2510.2324 | 702.6981 | 1650.5062 | 4863.4367 | 11052.6671
8 | 239 | 13 | 11558.0651 | 4479.4606 | 1476.1227 | 17513.6485 | 631.8736 | 174.2244 | 608.5716 | 1414.6697 | 2410.0458 | 766.7062 | 1609.2202 | 4785.9722 | 11313.0066
8 | 239 | 14 | 11578.7996 | 4472.0757 | 1483.2701 | 17534.1453 | 733.6944 | 253.0783 | 497.599 | 1484.3717 | 2270.8976 | 711.047 | 1657.3595 | 4639.304 | 11410.4696
8 | 239 | 15 | 11565.5021 | 4452.4248 | 1494.0068 | 17511.9337 | 903.1677 | 248.7455 | 483.278 | 1635.1912 | 2248.6339 | 665.1281 | 1691.8131 | 4605.5751 | 11271.1674
8 | 239 | 16 | 11395.9237 | 4391.0236 | 1491.3051 | 17278.2523 | 1138.7507 | 311.6863 | 365.3617 | 1815.7987 | 1801.9684 | 660.9537 | 1512.0249 | 3974.947 | 11487.5066
8 | 239 | 17 | 11271.507 | 4355.9834 | 1488.0434 | 17115.5337 | 1786.9832 | 344.9565 | 386.9978 | 2518.9375 | 1789.445 | 438.3166 | 1176.5157 | 3404.2773 | 11192.3189
8 | 239 | 18 | 10992.1701 | 4256.6795 | 1475.2269 | 16724.0765 | 2978.714 | 459.4662 | 493.299 | 3931.4793 | 521.8055 | 155.8459 | 481.5015 | 1159.1529 | 11633.4443
8 | 239 | 19 | 10412.768 | 4048.2195 | 1422.8112 | 15883.7986 | 4910.8324 | 606.3028 | 528.985 | 6046.1202 | 62.6167 | 8.3489 | 32.0041 | 102.9696 | 9734.7088
8 | 239 | 20 | 9684.9574 | 3764.1227 | 1350.4187 | 14799.4988 | 5204.9346 | 745.0304 | 687.4843 | 6637.4493 | 0 | 0 | 0 | 0 | 8162.0495
8 | 239 | 21 | 8924.772 | 3465.192 | 1285.2836 | 13675.2475 | 5572.3754 | 908.1065 | 687.2242 | 7167.706 | 0 | 0 | 0 | 0 | 6507.5415
8 | 239 | 22 | 8338.0945 | 3218.0946 | 1237.473 | 12793.662 | 6364.4636 | 1092.1937 | 841.6523 | 8298.3096 | 0 | 0 | 0 | 0 | 4495.3524
8 | 239 | 23 | 7955.8392 | 3047.5928 | 1211.1978 | 12214.6298 | 6681.5059 | 1105.195 | 1054.5511 | 8841.2519 | 0 | 0 | 0 | 0 | 3373.3779
8 | 239 | 24 | 7725.5864 | 2933.1308 | 1190.6011 | 11849.3182 | 6500.8298 | 1415.2919 | 1257.4399 | 9173.5617 | 0 | 0 | 0 | 0 | 2675.7565
8 | 240 | 1 | 7597.8067 | 2863.2622 | 1188.1156 | 11649.1845 | 5638.5128 | 1414.9842 | 1432.6413 | 8486.1383 | 0 | 0 | 0 | 0 | 3163.0462
8 | 240 | 2 | 7566.5005 | 2828.4882 | 1186.6393 | 11581.628 | 5750.8456 | 1560.2016 | 1461.1007 | 8772.1479 | 0 | 0 | 0 | 0 | 2809.4801
8 | 240 | 3 | 7702.5863 | 2864.0519 | 1198.7643 | 11765.4025 | 6038.7077 | 1392.1436 | 1530.316 | 8961.1673 | 0 | 0 | 0 | 0 | 2804.2352
8 | 240 | 4 | 7916.7643 | 2936.9427 | 1228.9907 | 12082.6977 | 6289.4441 | 1481.6723 | 1845.9043 | 9617.0207 | 0 | 0 | 0 | 0 | 2465.6771
8 | 240 | 5 | 8357.4255 | 3080.3069 | 1291.6465 | 12729.3789 | 6914.2626 | 1474.2518 | 2128.7935 | 10517.308 | 0 | 0 | 0 | 0 | 2212.0709
8 | 240 | 6 | 8905.3124 | 3290.4854 | 1352.0289 | 13547.8268 | 6647.853 | 1501.052 | 2617.3654 | 10766.2705 | 0 | 0 | 0 | 0 | 2781.5563
8 | 240 | 7 | 9301.7858 | 3467.8612 | 1396.9068 | 14166.5539 | 6787.9002 | 1424.8332 | 3009.3869 | 11222.1203 | 556.5926 | 12.5233 | 103.1109 | 672.2268 | 2272.2067
8 | 240 | 8 | 9504.2858 | 3579.5464 | 1409.6657 | 14493.4979 | 5122.0979 | 864.06 | 2533.1018 | 8519.2598 | 1701.7817 | 301.9515 | 271.5635 | 2275.2967 | 3698.9414
8 | 240 | 9 | 9606.7004 | 3679.4614 | 1413.749 | 14699.9107 | 3746.054 | 342.3633 | 2102.5747 | 6190.9921 | 2419.7861 | 695.7407 | 1124.6069 | 4240.1337 | 4268.785
8 | 240 | 10 | 9778.8348 | 3784.6224 | 1422.868 | 14986.3251 | 3834.1292 | 270.8374 | 1939.0402 | 6044.0067 | 2471.271 | 844.6292 | 1293.6085 | 4609.5087 | 4332.8098
8 | 240 | 11 | 9947.4385 | 3899.536 | 1422.6856 | 15269.6601 | 4787.5055 | 256.5044 | 1855.4209 | 6899.4308 | 2396.131 | 841.8463 | 1245.9185 | 4483.8958 | 3886.3335
8 | 240 | 12 | 10120.9842 | 3952.1311 | 1419.7074 | 15492.8227 | 6000.4677 | 343.891 | 2336.7491 | 8681.1078 | 2308.4676 | 800.1018 | 1371.5315 | 4480.1009 | 2331.614
8 | 240 | 13 | 10304.5447 | 4023.2237 | 1423.8156 | 15751.584 | 6802.5091 | 615.3232 | 2580.4334 | 9998.2658 | 2277.855 | 733.3107 | 1275.0862 | 4286.2519 | 1467.0663
8 | 240 | 14 | 10543.2813 | 4093.7195 | 1441.8971 | 16078.8979 | 7730.5176 | 839.37 | 2776.4377 | 11346.3253 | 2248.6339 | 720.7874 | 1521.5197 | 4490.941 | 241.6316
8 | 240 | 15 | 10727.4903 | 4130.1753 | 1453.5003 | 16311.166 | 8411.7632 | 1112.9305 | 3110.1512 | 12634.8449 | 2229.1532 | 699.9152 | 1420.1962 | 4349.2645 | -672.9434
8 | 240 | 16 | 10730.9354 | 4075.6127 | 1446.1835 | 16252.7316 | 8788.4889 | 1221.1928 | 3311.9319 | 13321.6136 | 2145.6643 | 847.4122 | 1225.1758 | 4218.2523 | -1287.1344
8 | 240 | 17 | 10720.9657 | 4035.41 | 1452.5413 | 16208.917 | 9112.7902 | 1397.5248 | 3717.1242 | 14227.4392 | 1818.6662 | 784.7955 | 1014.6455 | 3618.1072 | -1636.6293
8 | 240 | 18 | 10587.1852 | 3988.0565 | 1433.378 | 16008.6198 | 10098.2738 | 2246.95 | 4073.765 | 16418.9888 | 1046.394 | 456.4059 | 416.389 | 1919.189 | -2329.558
8 | 240 | 19 | 10122.2436 | 3822.4824 | 1389.2932 | 15334.0192 | 10830.6855 | 2255.4251 | 4263.3913 | 17349.5018 | 173.9352 | 105.7526 | 2.783 | 282.4707 | -2297.9534
8 | 240 | 20 | 9535.7392 | 3602.1197 | 1334.601 | 14472.4598 | 10768.5942 | 2752.7392 | 4263.2981 | 17784.6315 | 0 | 0 | 0 | 0 | -3312.1717
8 | 240 | 21 | 8895.6698 | 3360.4474 | 1281.1736 | 13537.2907 | 10697.8922 | 2852.9393 | 4263.3913 | 17814.2227 | 0 | 0 | 0 | 0 | -4276.932
8 | 240 | 22 | 8379.5497 | 3141.7492 | 1242.4664 | 12763.7653 | 10525.4044 | 3050.818 | 4263.3913 | 17839.6137 | 0 | 0 | 0 | 0 | -5075.8484
8 | 240 | 23 | 8003.7202 | 2980.3323 | 1211.7229 | 12195.7754 | 10184.2693 | 3094.0941 | 4263.3814 | 17541.7448 | 0 | 0 | 0 | 0 | -5345.9693
8 | 240 | 24 | 7754.2034 | 2868.1377 | 1193.8807 | 11816.2218 | 9438.1568 | 3010.6218 | 4209.9854 | 16658.764 | 0 | 0 | 0 | 0 | -4842.5421
8 | 241 | 1 | 7599.7573 | 2796.7444 | 1184.8433 | 11581.345 | 8859.747 | 3101.0946 | 3781.4272 | 15742.2688 | 0 | 0 | 0 | 0 | -4160.9238
8 | 241 | 2 | 7533.9212 | 2762.1862 | 1186.0594 | 11482.1669 | 8001.0111 | 2597.4498 | 3267.1767 | 13865.6376 | 0 | 0 | 0 | 0 | -2383.4707
8 | 241 | 3 | 7605.0142 | 2770.0671 | 1200.4574 | 11575.5387 | 7510.4212 | 2212.7949 | 2626.3876 | 12349.6038 | 0 | 0 | 0 | 0 | -774.0651
8 | 241 | 4 | 7752.2873 | 2802.1004 | 1225.189 | 11779.5767 | 7504.2102 | 2066.0453 | 2071.7969 | 11642.0524 | 0 | 0 | 0 | 0 | 137.5243
8 | 241 | 5 | 8128.9074 | 2939.1857 | 1289.1772 | 12357.2702 | 7034.7849 | 1877.8413 | 1892.5337 | 10805.1599 | 0 | 0 | 0 | 0 | 1552.1103
8 | 241 | 6 | 8694.6343 | 3179.8486 | 1356.6708 | 13231.1537 | 6559.2095 | 1779.5899 | 1628.9315 | 9967.7309 | 0 | 0 | 0 | 0 | 3263.4227
8 | 241 | 7 | 9126.7584 | 3423.5951 | 1411.4295 | 13961.783 | 6037.7704 | 1557.2787 | 1264.1289 | 8859.178 | 744.4425 | 179.5011 | 541.1268 | 1465.0705 | 3637.5346
8 | 241 | 8 | 9438.119 | 3594.0898 | 1438.5969 | 14470.8057 | 4356.1704 | 1104.4307 | 458.3151 | 5918.9162 | 2019.0395 | 652.6048 | 1379.2344 | 4050.8787 | 4501.0107
8 | 241 | 9 | 9800.8866 | 3778.2493 | 1452.1997 | 15031.3357 | 3302.3592 | 345.9533 | 77.5111 | 3725.8237 | 2475.4454 | 827.9315 | 1626.7678 | 4930.1446 | 6375.3674
8 | 241 | 10 | 10189.4654 | 3970.6251 | 1466.1095 | 15626.2001 | 3045.3863 | 272.43 | 36.9436 | 3354.7599 | 2567.2831 | 858.544 | 1668.3246 | 5094.1517 | 7177.2885
8 | 241 | 11 | 10552.8259 | 4117.398 | 1471.4924 | 16141.7164 | 3486.0213 | 435.9088 | 237.3816 | 4159.3117 | 2531.1047 | 844.6292 | 1651.8352 | 5027.5691 | 6954.8356
8 | 241 | 12 | 10929.877 | 4238.7096 | 1473.508 | 16642.0946 | 4779.4523 | 804.1513 | 362.3211 | 5945.9248 | 2469.8794 | 826.5399 | 1393.6746 | 4690.094 | 6006.0758
8 | 241 | 13 | 11300.8931 | 4313.0478 | 1473.1314 | 17087.0723 | 5856.6066 | 1114.8008 | 756.6521 | 7728.0595 | 2284.8124 | 816.7996 | 1315.8514 | 4417.4633 | 4941.5494
8 | 241 | 14 | 11676.7054 | 4382.2613 | 1486.0524 | 17545.0191 | 7290.5949 | 1493.0379 | 1661.2471 | 10444.8799 | 2295.9443 | 832.1059 | 1310.3063 | 4438.3564 | 2661.7828
8 | 241 | 15 | 11903.6565 | 4432.7667 | 1501.1058 | 17837.5291 | 8031.4518 | 1702.783 | 2244.8737 | 11979.1085 | 2138.7069 | 847.4122 | 725.9647 | 3712.0837 | 2146.3368
8 | 241 | 16 | 11872.8453 | 4392.7417 | 1500.2565 | 17765.8435 | 8531.2729 | 1699.0154 | 3054.8441 | 13285.1324 | 2492.1432 | 841.8463 | 1204.4957 | 4538.4852 | -57.7741
8 | 241 | 17 | 11836.0183 | 4352.0869 | 1498.459 | 17686.5642 | 9083.0011 | 1551.9632 | 3345.5854 | 13980.5497 | 2325.1653 | 770.8807 | 1332.0282 | 4428.0742 | -722.0597
8 | 241 | 18 | 11705.8692 | 4319.3133 | 1471.4809 | 17496.6634 | 9550.1598 | 1690.6066 | 3398.4018 | 14639.1682 | 1344.1711 | 482.844 | 638.3222 | 2465.3373 | 392.1579
8 | 241 | 19 | 11228.908 | 4160.9009 | 1420.3764 | 16810.1852 | 10339.5065 | 2381.1349 | 4166.4496 | 16887.091 | 162.8033 | 89.0548 | 38.9615 | 290.8196 | -367.7254
8 | 241 | 20 | 10630.3825 | 3940.7174 | 1365.0465 | 15936.1464 | 10661.3729 | 2319.6124 | 3514.2064 | 16495.1916 | 0 | 0 | 0 | 0 | -559.0452
8 | 241 | 21 | 9954.4561 | 3689.2782 | 1314.3003 | 14958.0347 | 10080.9319 | 2524.3679 | 3663.9255 | 16269.2253 | 0 | 0 | 0 | 0 | -1311.1907
8 | 241 | 22 | 9417.6143 | 3469.9656 | 1271.4727 | 14159.0526 | 9795.2465 | 2936.3217 | 3033.9825 | 15765.5508 | 0 | 0 | 0 | 0 | -1606.4982
8 | 241 | 23 | 9015.2725 | 3313.319 | 1245.39 | 13573.9815 | 9259.9954 | 2726.0978 | 3832.9796 | 15819.0728 | 0 | 0 | 0 | 0 | -2245.0914
8 | 241 | 24 | 8781.7366 | 3220.5156 | 1227.934 | 13230.1862 | 8769.2734 | 3025.7863 | 3943.7949 | 15738.8546 | 0 | 0 | 0 | 0 | -2508.6683
8 | 242 | 1 | 8666.9985 | 3179.7837 | 1217.7216 | 13064.5038 | 7608.8852 | 2487.3714 | 3674.9325 | 13771.1891 | 0 | 0 | 0 | 0 | -706.6853
8 | 242 | 2 | 8705.146 | 3187.4345 | 1219.9306 | 13112.5111 | 6275.2822 | 2018.611 | 3114.1456 | 11408.0388 | 0 | 0 | 0 | 0 | 1704.4723
8 | 242 | 3 | 8922.3382 | 3272.3322 | 1236.8071 | 13431.4774 | 5983.2855 | 1650.7172 | 3104.3701 | 10738.3729 | 0 | 0 | 0 | 0 | 2693.1045
8 | 242 | 4 | 9276.5473 | 3382.7326 | 1270.7315 | 13930.0115 | 5852.6831 | 1531.5203 | 2169.6328 | 9553.8362 | 0 | 0 | 0 | 0 | 4376.1752
8 | 242 | 5 | 9829.7843 | 3556.1477 | 1341.2927 | 14727.2246 | 5850.6074 | 1489.8716 | 2139.7718 | 9480.2508 | 0 | 0 | 0 | 0 | 5246.9738
8 | 242 | 6 | 10634.1622 | 3875.2325 | 1442.582 | 15951.9766 | 6234.3334 | 1258.8092 | 2139.8015 | 9632.9442 | 0 | 0 | 0 | 0 | 6319.0324
8 | 242 | 7 | 11462.7822 | 4253.7085 | 1507.9271 | 17224.4179 | 6451.6623 | 1335.3628 | 1680.1675 | 9467.1926 | 438.3166 | 203.1563 | 92.875 | 734.348 | 7022.8773
8 | 242 | 8 | 12262.2896 | 4609.1028 | 1547.8705 | 18419.263 | 4056.7693 | 851.3562 | 1042.1176 | 5950.2431 | 1882.6743 | 612.2518 | 163.9031 | 2658.8293 | 9810.1906
8 | 242 | 9 | 13056.5659 | 4964.0637 | 1570.9346 | 19591.5642 | 2926.7178 | 906.0575 | 795.1375 | 4627.9128 | 2355.778 | 812.6251 | 498.5625 | 3666.9657 | 11296.6857
8 | 242 | 10 | 13755.1353 | 5269.9355 | 1597.6692 | 20622.74 | 2724.4483 | 932.121 | 841.4873 | 4498.0566 | 2332.1228 | 859.9355 | 938.4536 | 4130.5119 | 11994.1715
8 | 242 | 11 | 14337.1251 | 5512.9382 | 1607.5464 | 21457.6097 | 2422.2999 | 731.8169 | 892.5088 | 4046.6256 | 2058.0009 | 854.3696 | 418.6765 | 3331.047 | 14079.937
8 | 242 | 12 | 14752.5003 | 5672.0701 | 1617.2104 | 22041.7808 | 2156.7232 | 600.668 | 1064.877 | 3822.2682 | 1914.6784 | 716.6129 | 786.6808 | 3417.9721 | 14801.5406
8 | 242 | 13 | 15214.2159 | 5802.208 | 1639.5981 | 22656.022 | 2214.2606 | 524.3394 | 1201.9636 | 3940.5636 | 2135.924 | 822.3655 | 985.0004 | 3943.2899 | 14772.1685
8 | 242 | 14 | 15648.939 | 5913.9977 | 1672.8873 | 23235.8241 | 2173.4056 | 534.4815 | 1884.6098 | 4592.4969 | 2368.3013 | 356.2193 | 756.2901 | 3480.8106 | 15162.5166
8 | 242 | 15 | 16001.5745 | 5976.431 | 1704.937 | 23682.9425 | 2137.6413 | 566.1818 | 1438.948 | 4142.7711 | 1864.5851 | 722.1788 | 1018.0598 | 3604.8237 | 15935.3476
8 | 242 | 16 | 15883.6548 | 5884.1178 | 1704.8113 | 23472.5839 | 2230.9607 | 717.337 | 1631.8411 | 4580.1388 | 2037.1287 | 865.5014 | 1165.402 | 4068.0321 | 14824.413
8 | 242 | 17 | 15754.8631 | 5768.6634 | 1681.8464 | 23205.3728 | 2453.9739 | 865.4889 | 1729.7936 | 5049.2564 | 1676.7351 | 807.0592 | 558.1254 | 3041.9197 | 15114.1968
8 | 242 | 18 | 15378.6727 | 5636.1546 | 1637.9242 | 22652.7515 | 3624.9329 | 1156.9122 | 2172.3256 | 6954.1707 | 782.0125 | 513.4566 | 424.0014 | 1719.4706 | 13979.1102
8 | 242 | 19 | 14420.8507 | 5286.8161 | 1556.0009 | 21263.6677 | 7624.2221 | 2034.7192 | 3124.8918 | 12783.8331 | 101.5781 | 80.7059 | 19.4807 | 201.7648 | 8278.0698
8 | 242 | 20 | 13249.4293 | 4806.1487 | 1467.7893 | 19523.3673 | 8975.3716 | 3128.7719 | 3553.4901 | 15657.6335 | 0 | 0 | 0 | 0 | 3865.7338
8 | 242 | 21 | 12199.7949 | 4407.828 | 1411.6219 | 18019.2448 | 9008.0985 | 3198.2888 | 3571.0796 | 15777.4669 | 0 | 0 | 0 | 0 | 2241.7779
8 | 242 | 22 | 11413.5165 | 4096.8522 | 1370.0568 | 16880.4255 | 8778.3301 | 3060.2674 | 3389.5563 | 15228.1538 | 0 | 0 | 0 | 0 | 1652.2717
8 | 242 | 23 | 10895.7715 | 3886.4551 | 1338.6689 | 16120.8954 | 6861.493 | 3121.5086 | 3075.3955 | 13058.3971 | 0 | 0 | 0 | 0 | 3062.4983
8 | 242 | 24 | 10521.2456 | 3729.94 | 1316.5376 | 15567.7232 | 6187.811 | 2927.4282 | 2677.8148 | 11793.0541 | 0 | 0 | 0 | 0 | 3774.6691
8 | 243 | 1 | 10310.9445 | 3628.3008 | 1305.1527 | 15244.398 | 5769.3738 | 2875.5535 | 2718.2978 | 11363.2251 | 0 | 0 | 0 | 0 | 3881.1728
8 | 243 | 2 | 10335.3003 | 3621.2642 | 1313.122 | 15269.6865 | 5044.8129 | 2560.1487 | 2653.422 | 10258.3836 | 0 | 0 | 0 | 0 | 5011.3029
8 | 243 | 3 | 10810.6553 | 3792.1565 | 1355.5553 | 15958.3672 | 5026.6403 | 2139.7513 | 2235.9258 | 9402.3174 | 0 | 0 | 0 | 0 | 6556.0498
8 | 243 | 4 | 11689.2237 | 4128.1487 | 1428.6117 | 17245.9841 | 4366.9019 | 2130.8033 | 1902.6209 | 8400.3262 | 0 | 0 | 0 | 0 | 8845.6579
8 | 243 | 5 | 12494.7585 | 4442.3393 | 1495.6607 | 18432.7584 | 4184.0777 | 2112.6936 | 1380.0967 | 7676.868 | 0 | 0 | 0 | 0 | 10755.8904
8 | 243 | 6 | 13213.1773 | 4725.0744 | 1562.0676 | 19500.3193 | 4096.8262 | 2138.6046 | 1062.737 | 7298.1678 | 0 | 0 | 0 | 0 | 12202.1515
8 | 243 | 7 | 13773.8893 | 5014.0578 | 1603.2217 | 20391.1688 | 4266.6437 | 2171.0098 | 779.085 | 7216.7385 | 310.3004 | 72.357 | 504.3233 | 886.9806 | 12287.4496
8 | 243 | 8 | 14205.2735 | 5298.544 | 1614.6885 | 21118.506 | 2427.9264 | 1128.6581 | 239.8656 | 3796.4501 | 1345.5625 | 260.207 | 1608.5535 | 3214.323 | 14107.7328
8 | 243 | 9 | 14615.2322 | 5544.4452 | 1622.8236 | 21782.501 | 1510.5165 | 731.001 | 51.5765 | 2293.0941 | 2085.8306 | 589.9881 | 1847.9671 | 4523.7858 | 14965.6211
8 | 243 | 10 | 14926.6656 | 5745.775 | 1625.55 | 22297.9906 | 1008.2639 | 475.5079 | 3.6924 | 1487.4642 | 2199.9321 | 404.9211 | 1864.5815 | 4469.4346 | 16341.0918
8 | 243 | 11 | 15167.1017 | 5962.1224 | 1625.4991 | 22754.7231 | 746.1804 | 300.1682 | 5.2664 | 1051.615 | 2471.271 | 350.6533 | 1798.2904 | 4620.2148 | 17082.8933
8 | 243 | 12 | 15265.3243 | 6069.1416 | 1627.3722 | 22961.8381 | 572.9848 | 203.8571 | 3.385 | 780.2269 | 2298.7273 | 347.8703 | 1488.4485 | 4135.0461 | 18046.5651
8 | 243 | 13 | 15460.8746 | 6109.5307 | 1635.2987 | 23205.704 | 478.5684 | 106.7411 | 1.4234 | 586.733 | 2423.9606 | 417.4444 | 1546.9532 | 4388.3582 | 18230.6128
8 | 243 | 14 | 15662.8399 | 6165.8861 | 1645.2434 | 23473.9694 | 515.6722 | 57.021 | 2.4681 | 575.1613 | 2293.1613 | 226.8115 | 1507.6375 | 4027.6103 | 18871.1979
8 | 243 | 15 | 15723.2087 | 6125.466 | 1650.3504 | 23499.025 | 631.4182 | 57.0715 | 1.772 | 690.2617 | 1888.2402 | 315.8663 | 1440.3672 | 3644.4737 | 19164.2896
8 | 243 | 16 | 15453.3842 | 5977.7842 | 1646.1617 | 23077.3302 | 719.628 | 71.7869 | 1.6505 | 793.0654 | 1696.2158 | 656.7792 | 1355.466 | 3708.4611 | 18575.8037
8 | 243 | 17 | 15183.8089 | 5823.8546 | 1638.3896 | 22646.0531 | 999.4873 | 291.5252 | 20.6609 | 1311.6734 | 1648.9054 | 346.4789 | 1441.3882 | 3436.7725 | 17897.6073
8 | 243 | 18 | 14621.8709 | 5589.4646 | 1590.0794 | 21801.4149 | 2280.5641 | 782.9602 | 214.1043 | 3277.6287 | 1100.6618 | 133.5822 | 750.1317 | 1984.3757 | 16539.4105
8 | 243 | 19 | 13596.2369 | 5198.6489 | 1503.5575 | 20298.4432 | 6340.3309 | 2074.5033 | 727.1918 | 9142.0259 | 9.7404 | 6.9574 | 0 | 16.6978 | 11139.7195
8 | 243 | 20 | 12364.292 | 4719.4713 | 1419.962 | 18503.7253 | 8304.9887 | 2730.5873 | 1216.6532 | 12252.2291 | 0 | 0 | 0 | 0 | 6251.4962
8 | 243 | 21 | 11285.0805 | 4280.3593 | 1349.6079 | 16915.0477 | 7790.46 | 2786.4829 | 1830.7232 | 12407.6661 | 0 | 0 | 0 | 0 | 4507.3816
8 | 243 | 22 | 10463.3636 | 3946.6905 | 1298.3008 | 15708.3549 | 6532.3428 | 2933.651 | 1750.7663 | 11216.7601 | 0 | 0 | 0 | 0 | 4491.5947
8 | 243 | 23 | 9932.9537 | 3721.5751 | 1270.4631 | 14924.9919 | 5197.881 | 2422.0496 | 1650.67 | 9270.6007 | 0 | 0 | 0 | 0 | 5654.3912
8 | 243 | 24 | 9585.8633 | 3562.2609 | 1251.8016 | 14399.9258 | 4345.4068 | 2237.4731 | 1388.1857 | 7971.0656 | 0 | 0 | 0 | 0 | 6428.8602
9 | 244 | 1 | 9384.0851 | 3462.9359 | 1247.8719 | 14094.893 | 3621.5585 | 1685.1609 | 1315.6967 | 6622.4161 | 0 | 0 | 0 | 0 | 7472.4769
9 | 244 | 2 | 9451.5859 | 3463.6954 | 1266.0539 | 14181.3352 | 2974.5567 | 787.5471 | 1348.9743 | 5111.0781 | 0 | 0 | 0 | 0 | 9070.2571
9 | 244 | 3 | 9953.4942 | 3640.9744 | 1317.9461 | 14912.4147 | 2755.7604 | 517.1368 | 1344.5241 | 4617.4214 | 0 | 0 | 0 | 0 | 10294.9933
9 | 244 | 4 | 10862.4212 | 4003.5995 | 1399.1256 | 16265.1463 | 2337.723 | 399.2422 | 1271.7331 | 4008.6983 | 0 | 0 | 0 | 0 | 12256.448
9 | 244 | 5 | 11595.2016 | 4262.2777 | 1447.6112 | 17305.0905 | 1993.8635 | 347.9742 | 1244.6366 | 3586.4743 | 0 | 0 | 0 | 0 | 13718.6162
9 | 244 | 6 | 12113.9546 | 4453.7294 | 1492.0822 | 18059.7661 | 1963.7078 | 327.2222 | 1154.5278 | 3445.4578 | 0 | 0 | 0 | 0 | 14614.3084
9 | 244 | 7 | 12591.6763 | 4635.2116 | 1526.9275 | 18753.8155 | 1865.312 | 337.0592 | 1089.9159 | 3292.2872 | 521.8055 | 219.8541 | 395.6419 | 1137.3014 | 14324.2268
9 | 244 | 8 | 13079.2 | 4852.7801 | 1557.7733 | 19489.7533 | 1370.5884 | 137.7363 | 734.443 | 2242.7678 | 1477.7532 | 299.1685 | 900.6853 | 2677.607 | 14569.3786
9 | 244 | 9 | 13600.3994 | 5121.4154 | 1588.3177 | 20310.1325 | 755.3185 | 49.8603 | 486.4601 | 1291.6389 | 2181.8428 | 563.55 | 1497.5221 | 4242.9149 | 14775.5787
9 | 244 | 10 | 14131.6482 | 5373.4508 | 1600.3656 | 21105.4646 | 678.1238 | 21.7557 | 433.4049 | 1133.2844 | 1728.2199 | 571.8989 | 1539.3499 | 3839.4686 | 16132.7116
9 | 244 | 11 | 14706.5755 | 5619.927 | 1606.8722 | 21933.3747 | 581.9966 | 9.1027 | 404.4232 | 995.5225 | 2417.0032 | 884.9821 | 1601.1169 | 4903.1022 | 16034.75
9 | 244 | 12 | 15101.2057 | 5834.8506 | 1615.9654 | 22552.0217 | 585.9329 | 2.7089 | 429.7603 | 1018.4021 | 2490.7517 | 857.1525 | 1498.6056 | 4846.5098 | 16687.1098
9 | 244 | 13 | 15542.6057 | 5955.6413 | 1631.8953 | 23130.1423 | 622.8959 | 0 | 524.9265 | 1147.8224 | 2234.7191 | 814.0166 | 1543.258 | 4591.9938 | 17390.3261
9 | 244 | 14 | 15884.9008 | 6048.6253 | 1650.2311 | 23583.7571 | 689.1173 | 0 | 642.2723 | 1331.3896 | 1836.7555 | 666.5196 | 1398.2523 | 3901.5273 | 18350.8402
9 | 244 | 15 | 16049.3437 | 6070.0588 | 1660.5799 | 23779.9824 | 692.5722 | 31.1831 | 778.8536 | 1502.6089 | 2298.7273 | 584.4222 | 1318.7086 | 4201.858 | 18075.5155
9 | 244 | 16 | 15843.8251 | 5941.6185 | 1662.3117 | 23447.7554 | 707.09 | 33.913 | 937.3273 | 1678.3302 | 2058.0009 | 429.9677 | 1534.1798 | 4022.1485 | 17747.2766
9 | 244 | 17 | 15553.9757 | 5812.438 | 1663.6878 | 23030.1016 | 808.437 | 138.8503 | 1318.4672 | 2265.7545 | 2329.3398 | 123.8418 | 1463.0938 | 3916.2755 | 16848.0717
9 | 244 | 18 | 14985.0887 | 5630.9412 | 1620.3197 | 22236.3496 | 1165.5735 | 146.286 | 2227.777 | 3539.6365 | 1309.384 | 431.3592 | 742.4496 | 2483.1928 | 16213.5203
9 | 244 | 19 | 13984.0946 | 5252.4349 | 1548.6576 | 20785.1872 | 2978.1782 | 676.575 | 3550.996 | 7205.7492 | 0 | 33.3956 | 0 | 33.3956 | 13546.0424
9 | 244 | 20 | 12806.4088 | 4786.8436 | 1463.2703 | 19056.5227 | 4739.2941 | 958.6994 | 3989.452 | 9687.4454 | 0 | 0 | 0 | 0 | 9369.0772
9 | 244 | 21 | 11755.5342 | 4361.8625 | 1400.3222 | 17517.7189 | 7091.6925 | 893.7299 | 4092.4764 | 12077.8988 | 0 | 0 | 0 | 0 | 5439.8202
9 | 244 | 22 | 11012.4735 | 4038.1031 | 1351.9085 | 16402.4851 | 7070.3592 | 784.7991 | 4085.9915 | 11941.1499 | 0 | 0 | 0 | 0 | 4461.3353
9 | 244 | 23 | 10501.337 | 3839.6146 | 1322.6786 | 15663.6303 | 6852.587 | 687.3602 | 4013.1059 | 11553.0531 | 0 | 0 | 0 | 0 | 4110.5772
9 | 244 | 24 | 10194.7415 | 3711.9701 | 1310.6676 | 15217.3791 | 6182.424 | 561.6471 | 3898.007 | 10642.0781 | 0 | 0 | 0 | 0 | 4575.3011
9 | 245 | 1 | 10022.592 | 3644.3331 | 1307.4324 | 14974.3576 | 6385.0388 | 520.6485 | 3796.8469 | 10702.5342 | 0 | 0 | 0 | 0 | 4271.8234
9 | 245 | 2 | 10122.4584 | 3679.5491 | 1324.1097 | 15126.1171 | 6174.5823 | 571.6952 | 3478.1809 | 10224.4584 | 0 | 0 | 0 | 0 | 4901.6587
9 | 245 | 3 | 10686.4398 | 3889.9223 | 1375.7902 | 15952.1523 | 6012.3397 | 479.2326 | 3234.5451 | 9726.1174 | 0 | 0 | 0 | 0 | 6226.0349
9 | 245 | 4 | 11700.4067 | 4284.0127 | 1463.3194 | 17447.7388 | 5907.5384 | 297.7957 | 3043.5201 | 9248.8542 | 0 | 0 | 0 | 0 | 8198.8846
9 | 245 | 5 | 12520.6731 | 4587.6546 | 1533.1513 | 18641.4791 | 5730.5966 | 210.8396 | 2670.4023 | 8611.8386 | 0 | 0 | 0 | 0 | 10029.6405
9 | 245 | 6 | 13218.7714 | 4800.4751 | 1593.1225 | 19612.369 | 5540.0044 | 167.9231 | 2644.662 | 8352.5894 | 0 | 0 | 0 | 0 | 11259.7795
9 | 245 | 7 | 13856.3629 | 5063.496 | 1643.1954 | 20563.0543 | 5029.2515 | 165.1535 | 2442.7197 | 7637.1247 | 532.9374 | 178.1096 | 182.7171 | 893.7641 | 12032.1655
9 | 245 | 8 | 14481.2154 | 5369.195 | 1673.2845 | 21523.6948 | 3347.1329 | 82.0801 | 1388.8896 | 4818.1025 | 1337.2136 | 666.5196 | 272.2049 | 2275.9381 | 14429.6541
9 | 245 | 9 | 15077.2811 | 5661.6814 | 1674.4723 | 22413.4347 | 1641.2293 | 20.8495 | 591.5177 | 2253.5966 | 1893.8062 | 283.8622 | 907.8438 | 3085.5123 | 17074.3259
9 | 245 | 10 | 15652.9769 | 5949.4205 | 1635.5963 | 23237.9936 | 1233.0542 | 6.4051 | 477.9847 | 1717.444 | 1750.4836 | 891.9395 | 1269.9161 | 3912.3393 | 17608.2104
9 | 245 | 11 | 16154.2929 | 6205.7861 | 1599.9157 | 23959.9948 | 1232.2078 | 30.6056 | 492.5232 | 1755.3366 | 2454.5732 | 858.544 | 1337.2444 | 4650.3616 | 17554.2966
9 | 245 | 12 | 16399.8061 | 6342.666 | 1585.4995 | 24327.9716 | 1307.9398 | 53.3629 | 546.295 | 1907.5978 | 2244.4595 | 826.5399 | 1394.6448 | 4465.6443 | 17954.7295
9 | 245 | 13 | 16456.5018 | 6431.2038 | 1590.5167 | 24478.2223 | 1465.1317 | 82.1069 | 638.3896 | 2185.6282 | 2199.9321 | 619.2092 | 1362.8284 | 4181.9697 | 18110.6244
9 | 245 | 14 | 15936.1576 | 6190.7176 | 1604.3874 | 23731.2626 | 1839.7034 | 110.3353 | 761.1506 | 2711.1893 | 2126.1836 | 520.4141 | 1196.126 | 3842.7236 | 17177.3497
9 | 245 | 15 | 15311.7052 | 5780.2425 | 1615.5956 | 22707.5433 | 2163.8102 | 210.6742 | 914.3985 | 3288.883 | 2115.0517 | 602.5114 | 1238.4583 | 3956.0215 | 15462.6388
9 | 245 | 16 | 14846.5179 | 5536.9887 | 1624.5145 | 22008.0211 | 2765.7801 | 254.7 | 985.6651 | 4006.1452 | 1712.9136 | 825.1485 | 1045.0633 | 3583.1253 | 14418.7506
9 | 245 | 17 | 14615.4201 | 5420.0072 | 1634.5331 | 21669.9605 | 3013.0266 | 586.197 | 1312.9198 | 4912.1434 | 1291.2948 | 613.6433 | 857.813 | 2762.751 | 13995.066
9 | 245 | 18 | 14081.7946 | 5210.186 | 1583.5634 | 20875.544 | 2934.7607 | 825.9084 | 2331.6768 | 6092.3459 | 968.4711 | 356.2193 | 456.5799 | 1781.2702 | 13001.9279
9 | 245 | 19 | 13218.851 | 4888.6259 | 1503.8945 | 19611.3714 | 5436.5116 | 1333.1806 | 3309.7989 | 10079.4911 | 0 | 12.5233 | 0 | 12.5233 | 9519.3569
9 | 245 | 20 | 12157.0323 | 4504.5865 | 1422.4107 | 18084.0295 | 9151.4792 | 2326.7791 | 3836.6728 | 15314.9312 | 0 | 0 | 0 | 0 | 2769.0984
9 | 245 | 21 | 11132.8489 | 4126.6972 | 1346.0805 | 16605.6265 | 9557.5206 | 2640.765 | 4049.625 | 16247.9107 | 0 | 0 | 0 | 0 | 357.7159
9 | 245 | 22 | 10379.6723 | 3839.7787 | 1289.39 | 15508.841 | 10013.5119 | 2424.8812 | 3983.0306 | 16421.4237 | 0 | 0 | 0 | 0 | -912.5827
9 | 245 | 23 | 9864.2416 | 3648.9266 | 1247.3777 | 14760.546 | 9903.8529 | 2277.62 | 3837.203 | 16018.6759 | 0 | 0 | 0 | 0 | -1258.1299
9 | 245 | 24 | 9487.8749 | 3524.0368 | 1224.9404 | 14236.8521 | 9683.8981 | 2208.7253 | 3631.376 | 15523.9995 | 0 | 0 | 0 | 0 | -1287.1474
9 | 246 | 1 | 9246.0524 | 3455.9201 | 1208.9715 | 13910.9441 | 9513.5918 | 2105.2535 | 3600.6331 | 15219.4784 | 0 | 0 | 0 | 0 | -1308.5343
9 | 246 | 2 | 9194.0027 | 3468.1536 | 1219.2395 | 13881.3958 | 9217.6313 | 2000.8426 | 3507.0432 | 14725.5171 | 0 | 0 | 0 | 0 | -844.1213
9 | 246 | 3 | 9538.2851 | 3627.0005 | 1271.0187 | 14436.3042 | 8579.6716 | 1967.3759 | 3500.0328 | 14047.0802 | 0 | 0 | 0 | 0 | 389.224
9 | 246 | 4 | 10305.0121 | 3922.1835 | 1346.2662 | 15573.4618 | 8058.5094 | 2151.5844 | 3340.8753 | 13550.9691 | 0 | 0 | 0 | 0 | 2022.4927
9 | 246 | 5 | 10803.1356 | 4117.4858 | 1393.2011 | 16313.8225 | 7778.1704 | 2299.7293 | 3274.9859 | 13352.8856 | 0 | 0 | 0 | 0 | 2960.9369
9 | 246 | 6 | 11055.5023 | 4223.2374 | 1429.3195 | 16708.0591 | 7305.9847 | 2181.7881 | 3295.6912 | 12783.4639 | 0 | 0 | 0 | 0 | 3924.5952
9 | 246 | 7 | 11193.7153 | 4274.8711 | 1457.9964 | 16926.5829 | 6844.3651 | 1822.8337 | 2908.6905 | 11575.8893 | 626.1666 | 185.067 | 311.729 | 1122.9626 | 4227.7309
9 | 246 | 8 | 11296.1025 | 4283.5906 | 1466.659 | 17046.3521 | 4579.2196 | 872.9421 | 1896.7615 | 7348.9232 | 1152.1466 | 276.9048 | 1230.663 | 2659.7144 | 7037.7145
9 | 246 | 9 | 11295.805 | 4268.0687 | 1462.1028 | 17025.9765 | 3291.0338 | 412.7332 | 1567.3988 | 5271.1658 | 2115.0517 | 681.8259 | 1469.081 | 4265.9586 | 7488.8521
9 | 246 | 10 | 11228.9004 | 4233.051 | 1453.4525 | 16915.4039 | 2870.4566 | 231.484 | 1427.313 | 4529.2536 | 2528.3217 | 844.6292 | 1609.4286 | 4982.3795 | 7403.7708
9 | 246 | 11 | 11184.3937 | 4194.9477 | 1450.4412 | 16829.7826 | 2623.465 | 148.1341 | 1372.1523 | 4143.7514 | 2492.1432 | 832.1059 | 1624.3181 | 4948.5672 | 7737.464
9 | 246 | 12 | 11085.0526 | 4148.7064 | 1452.784 | 16686.5431 | 2823.8607 | 146.8486 | 1194.6237 | 4165.333 | 2422.5691 | 811.2337 | 1570.4879 | 4804.2907 | 7716.9194
9 | 246 | 13 | 11108.1244 | 4113.2713 | 1461.353 | 16682.7487 | 3577.8345 | 244.424 | 1023.9619 | 4846.2204 | 2390.565 | 802.8848 | 1559.3977 | 4752.8476 | 7083.6807
9 | 246 | 14 | 11173.9767 | 4111.8319 | 1467.0893 | 16752.8979 | 4408.8448 | 367.9654 | 876.1887 | 5652.9989 | 2430.918 | 811.2337 | 1517.7158 | 4759.8674 | 6340.0316
9 | 246 | 15 | 11256.6996 | 4120.7225 | 1477.9054 | 16855.3275 | 4887.2543 | 452.3628 | 1460.4698 | 6800.087 | 2517.1899 | 839.0633 | 1613.4155 | 4969.6687 | 5085.5718
9 | 246 | 16 | 11270.79 | 4125.6866 | 1484.5163 | 16880.9929 | 5377.9116 | 521.5699 | 1902.0007 | 7801.4822 | 2493.5346 | 826.5399 | 1027.3536 | 4347.4281 | 4732.0826
9 | 246 | 17 | 11326.1853 | 4141.1504 | 1488.1956 | 16955.5313 | 5751.2952 | 588.867 | 2161.7389 | 8501.9012 | 2261.1573 | 756.9659 | 807.5131 | 3825.6364 | 4627.9937
9 | 246 | 18 | 11024.2752 | 4049.239 | 1453.1105 | 16526.6247 | 7199.6391 | 897.0439 | 3077.2603 | 11173.9433 | 1245.3758 | 438.3166 | 347.8078 | 2031.5003 | 3321.1811
9 | 246 | 19 | 10467.2978 | 3860.4821 | 1401.2042 | 15728.9841 | 9196.1129 | 1595.9344 | 3965.5377 | 14757.585 | 0 | 0 | 0 | 0 | 971.3991
9 | 246 | 20 | 9774.557 | 3610.8466 | 1335.2715 | 14720.6751 | 9967.5309 | 2374.5316 | 4235.174 | 16577.2365 | 0 | 0 | 0 | 0 | -1856.5614
9 | 246 | 21 | 9035.0357 | 3353.5523 | 1276.7455 | 13665.3335 | 9191.1412 | 2400.6651 | 4070.4291 | 15662.2355 | 0 | 0 | 0 | 0 | -1996.902
9 | 246 | 22 | 8479.8229 | 3124.7984 | 1226.1653 | 12830.7865 | 8614.389 | 2056.6748 | 3357.2294 | 14028.2931 | 0 | 0 | 0 | 0 | -1197.5066
9 | 246 | 23 | 8117.0581 | 2984.5062 | 1198.2984 | 12299.8627 | 8529.3857 | 1419.2067 | 2967.5482 | 12916.1405 | 0 | 0 | 0 | 0 | -616.2779
9 | 246 | 24 | 7899.3453 | 2893.894 | 1185.5547 | 11978.794 | 7684.9262 | 1344.4791 | 3233.6771 | 12263.0823 | 0 | 0 | 0 | 0 | -284.2883
9 | 247 | 1 | 7775.5975 | 2843.3483 | 1178.9975 | 11797.9432 | 7945.9093 | 1218.0149 | 3165.8284 | 12329.7527 | 0 | 0 | 0 | 0 | -531.8095
9 | 247 | 2 | 7748.3282 | 2824.5682 | 1180.7659 | 11753.6623 | 7918.1735 | 1420.3081 | 3119.0826 | 12457.5642 | 0 | 0 | 0 | 0 | -703.9019
9 | 247 | 3 | 7881.1609 | 2867.4273 | 1192.4058 | 11940.994 | 7604.0273 | 1680.3223 | 3078.891 | 12363.2406 | 0 | 0 | 0 | 0 | -422.2466
9 | 247 | 4 | 8159.1257 | 2969.3372 | 1224.9885 | 12353.4514 | 6735.1121 | 1897.7022 | 2913.3814 | 11546.1958 | 0 | 0 | 0 | 0 | 807.2556
9 | 247 | 5 | 8567.2195 | 3108.4404 | 1281.3809 | 12957.0408 | 6208.6705 | 1790.6094 | 3477.5354 | 11476.8152 | 0 | 0 | 0 | 0 | 1480.2256
9 | 247 | 6 | 9051.8025 | 3299.4481 | 1338.9259 | 13690.1765 | 5762.3169 | 1951.4835 | 3287.4527 | 11001.2532 | 0 | 0 | 0 | 0 | 2688.9233
9 | 247 | 7 | 9332.5862 | 3449.6854 | 1367.6845 | 14149.956 | 6007.269 | 2251.5499 | 3194.4642 | 11453.2831 | 559.3755 | 182.2841 | 566.9816 | 1308.6412 | 1388.0318
9 | 247 | 8 | 9422.3542 | 3520.8251 | 1379.2829 | 14322.4622 | 3598.3744 | 1015.2054 | 2164.0293 | 6777.609 | 1884.0659 | 583.0307 | 1462.0149 | 3929.1114 | 3615.7418
9 | 247 | 9 | 9410.6841 | 3535.7244 | 1377.389 | 14323.7975 | 2004.7127 | 391.8096 | 1321.5752 | 3718.0975 | 2426.7435 | 677.6514 | 1745.5809 | 4849.9758 | 5755.7243
9 | 247 | 10 | 9460.7316 | 3549.6571 | 1374.1035 | 14384.4921 | 1514.8076 | 261.6982 | 940.2078 | 2716.7135 | 2568.6746 | 705.4811 | 1762.1328 | 5036.2885 | 6631.4901
9 | 247 | 11 | 9439.8809 | 3550.0113 | 1370.4148 | 14360.307 | 925.4272 | 159.4667 | 600.9213 | 1685.8151 | 2378.0417 | 566.3329 | 1459.2691 | 4403.6437 | 8270.8482
9 | 247 | 12 | 9407.6676 | 3510.3122 | 1365.9845 | 14283.9643 | 535.0324 | 64.2029 | 354.8745 | 954.1099 | 2223.5873 | 601.12 | 1536.2173 | 4360.9245 | 8968.9299
9 | 247 | 13 | 9421.6493 | 3492.0243 | 1370.4914 | 14284.165 | 317.6493 | 24.7152 | 335.5966 | 677.961 | 1850.6703 | 519.0226 | 1479.2082 | 3848.901 | 9757.303
9 | 247 | 14 | 9531.9791 | 3497.5877 | 1389.0784 | 14418.6451 | 294.1739 | 37.1323 | 333.8108 | 665.1169 | 2016.2565 | 599.7285 | 1628.4717 | 4244.4567 | 9509.0715
9 | 247 | 15 | 9667.2685 | 3521.8555 | 1408.6092 | 14597.7331 | 317.2378 | 48.7851 | 369.7641 | 735.787 | 2198.5407 | 577.4648 | 1684.9808 | 4460.9862 | 9400.96
9 | 247 | 16 | 9722.5784 | 3529.9841 | 1410.4963 | 14663.0587 | 319.0463 | 66.2837 | 358.8049 | 744.1348 | 2021.8224 | 655.3877 | 1698.2497 | 4375.4598 | 9543.4641
9 | 247 | 17 | 9821.1911 | 3562.6372 | 1416.4955 | 14800.3238 | 340.9981 | 131.1893 | 491.8061 | 963.9935 | 1742.1347 | 772.2722 | 1575.533 | 4089.9399 | 9746.3904
9 | 247 | 18 | 9582.6812 | 3488.2458 | 1388.6278 | 14459.5548 | 441.6737 | 181.2946 | 808.7745 | 1431.7427 | 1077.0066 | 353.4363 | 640.6051 | 2071.048 | 10956.7641
9 | 247 | 19 | 9137.6459 | 3334.4336 | 1341.3035 | 13813.383 | 632.5228 | 457.0421 | 1297.6719 | 2387.2369 | 0 | 0 | 0 | 0 | 11426.1461
9 | 247 | 20 | 8600.994 | 3141.9904 | 1291.7905 | 13034.7748 | 1075.686 | 666.4258 | 1159.0654 | 2901.1772 | 0 | 0 | 0 | 0 | 10133.5976
9 | 247 | 21 | 8015.7112 | 2925.1167 | 1237.8729 | 12178.7008 | 1124.5237 | 666.6759 | 1170.3004 | 2961.5 | 0 | 0 | 0 | 0 | 9217.2008
9 | 247 | 22 | 7550.4123 | 2749.461 | 1198.2487 | 11498.1219 | 977.1428 | 586.9661 | 1163.2793 | 2727.3882 | 0 | 0 | 0 | 0 | 8770.7337
9 | 247 | 23 | 7236.7425 | 2625.8538 | 1171.7612 | 11034.3575 | 477.9382 | 503.314 | 900.7681 | 1882.0202 | 0 | 0 | 0 | 0 | 9152.3373
9 | 247 | 24 | 7035.3778 | 2547.3069 | 1157.6264 | 10740.3112 | 267.3621 | 422.392 | 687.5138 | 1377.2679 | 0 | 0 | 0 | 0 | 9363.0433
9 | 248 | 1 | 6927.4259 | 2502.7459 | 1150.5387 | 10580.7105 | 264.9262 | 301.9593 | 274.0323 | 840.9178 | 0 | 0 | 0 | 0 | 9739.7927
9 | 248 | 2 | 6911.9595 | 2486.6561 | 1155.0154 | 10553.631 | 329.7606 | 193.3607 | 111.9299 | 635.0512 | 0 | 0 | 0 | 0 | 9918.5798
9 | 248 | 3 | 7010.4384 | 2508.4088 | 1164.3087 | 10683.1559 | 442.975 | 102.1224 | 39.0688 | 584.1662 | 0 | 0 | 0 | 0 | 10098.9897
9 | 248 | 4 | 7212.4528 | 2576.0874 | 1191.9888 | 10980.5291 | 694.0607 | 31.1074 | 32.6758 | 757.844 | 0 | 0 | 0 | 0 | 10222.6851
9 | 248 | 5 | 7535.3815 | 2692.453 | 1242.7784 | 11470.6129 | 910.764 | 5.9314 | 167.2167 | 1083.9121 | 0 | 0 | 0 | 0 | 10386.7008
9 | 248 | 6 | 7980.6726 | 2891.4031 | 1302.6012 | 12174.6769 | 1108.3398 | 20.5011 | 458.2013 | 1587.0422 | 0 | 0 | 0 | 0 | 10587.6347
9 | 248 | 7 | 8332.9048 | 3053.7167 | 1341.2766 | 12727.8981 | 1318.2365 | 28.4274 | 861.2122 | 2207.8761 | 647.0389 | 19.4807 | 348.8406 | 1015.3602 | 9504.6618
9 | 248 | 8 | 8564.9426 | 3140.8419 | 1353.7474 | 13059.5319 | 1157.5286 | 5.2914 | 948.5984 | 2111.4184 | 1266.2481 | 65.3996 | 405.5281 | 1737.1758 | 9210.9377
9 | 248 | 9 | 8656.4182 | 3202.0674 | 1361.3025 | 13219.788 | 560.8249 | 0.22858 | 655.4931 | 1216.5466 | 2201.3235 | 109.927 | 465.0284 | 2776.279 | 9226.9625
9 | 248 | 10 | 8757.5393 | 3242.7524 | 1370.082 | 13370.3737 | 564.1137 | 0 | 710.4453 | 1274.559 | 2582.5896 | 246.2922 | 1724.917 | 4553.7988 | 7542.0159
9 | 248 | 11 | 8778.8803 | 3250.5105 | 1357.3075 | 13386.6983 | 520.5384 | 0 | 706.1606 | 1226.6991 | 2469.8794 | 665.1281 | 1629.7591 | 4764.7666 | 7395.2326
9 | 248 | 12 | 8774.7485 | 3260.094 | 1354.802 | 13389.6444 | 633.396 | 4.2131 | 878.7141 | 1516.3232 | 2418.3946 | 807.0592 | 1586.8941 | 4812.3479 | 7060.9734
9 | 248 | 13 | 8854.1171 | 3274.62 | 1360.5454 | 13489.2825 | 812.6084 | 43.3623 | 932.2397 | 1788.2104 | 2401.6969 | 793.1444 | 1570.3421 | 4765.1834 | 6935.8887
9 | 248 | 14 | 9080.2929 | 3337.4517 | 1386.7906 | 13804.5352 | 1011.9321 | 76.1609 | 1002.0034 | 2090.0964 | 2455.9646 | 811.2337 | 1570.6546 | 4837.8529 | 6876.5859
9 | 248 | 15 | 9408.5429 | 3429.5586 | 1416.8215 | 14254.923 | 1288.2873 | 149.7763 | 963.6432 | 2401.7068 | 2462.922 | 841.8463 | 1606.6873 | 4911.4556 | 6941.7606
9 | 248 | 16 | 9605.5459 | 3478.2269 | 1435.0292 | 14518.802 | 1595.0312 | 263.4141 | 1066.8427 | 2925.288 | 2542.2365 | 837.6718 | 1667.0999 | 5047.0081 | 6546.5059
9 | 248 | 17 | 9794.735 | 3522.5847 | 1446.5815 | 14763.9011 | 1915.7335 | 581.5656 | 1264.2886 | 3761.5876 | 2298.7273 | 755.5744 | 1500.085 | 4554.3866 | 6447.9269
9 | 248 | 18 | 9506.4433 | 3428.0653 | 1406.09 | 14340.5985 | 2763.4697 | 1003.1523 | 3098.0809 | 6864.7029 | 1231.461 | 414.6615 | 666.7977 | 2312.9202 | 5162.9755
9 | 248 | 19 | 8941.5648 | 3231.3653 | 1337.7332 | 13510.6633 | 6689.7737 | 1994.2117 | 4064.4439 | 12748.4293 | 0 | 0 | 0 | 0 | 762.234
9 | 248 | 20 | 8301.0737 | 3006.686 | 1272.6708 | 12580.4304 | 10372.3839 | 3029.5084 | 4212.9292 | 17614.8215 | 0 | 0 | 0 | 0 | -5034.3911
9 | 248 | 21 | 7725.7154 | 2798.0304 | 1219.6852 | 11743.431 | 10579.5289 | 3047.597 | 4214.3476 | 17841.4735 | 0 | 0 | 0 | 0 | -6098.0425
9 | 248 | 22 | 7331.986 | 2648.9349 | 1186.9142 | 11167.8351 | 10444.0113 | 2778.7509 | 4206.4438 | 17429.206 | 0 | 0 | 0 | 0 | -6261.3709
9 | 248 | 23 | 7073.2448 | 2551.6124 | 1165.1106 | 10789.9678 | 10386.0172 | 2651.4159 | 4239.1297 | 17276.5628 | 0 | 0 | 0 | 0 | -6486.595
9 | 248 | 24 | 6940.0891 | 2495.6046 | 1154.4672 | 10590.161 | 10257.3285 | 2674.3876 | 4226.7942 | 17158.5102 | 0 | 0 | 0 | 0 | -6568.3493
9 | 249 | 1 | 6923.1426 | 2481.5764 | 1149.2015 | 10553.9204 | 10380.3307 | 2767.3411 | 4262.8305 | 17410.5023 | 0 | 0 | 0 | 0 | -6856.5819
9 | 249 | 2 | 7101.3745 | 2526.3974 | 1170.7097 | 10798.4816 | 10300.755 | 2802.7046 | 4262.534 | 17365.9936 | 0 | 0 | 0 | 0 | -6567.512
9 | 249 | 3 | 7649.3309 | 2698.122 | 1227.1586 | 11574.6115 | 10152.7694 | 2832.3649 | 4249.695 | 17234.8293 | 0 | 0 | 0 | 0 | -5660.2178
9 | 249 | 4 | 8615.9742 | 3017.9377 | 1323.1798 | 12957.0917 | 9833.6281 | 2679.0583 | 4209.9451 | 16722.6315 | 0 | 0 | 0 | 0 | -3765.5398
9 | 249 | 5 | 9342.5052 | 3283.4879 | 1383.1932 | 14009.1864 | 9382.419 | 2504.2003 | 4050.0519 | 15936.6712 | 0 | 0 | 0 | 0 | -1927.4848
9 | 249 | 6 | 9776.8306 | 3473.937 | 1418.3983 | 14669.166 | 9220.1641 | 2637.5077 | 3899.2543 | 15756.9261 | 0 | 0 | 0 | 0 | -1087.7601
9 | 249 | 7 | 10034.1558 | 3584.9533 | 1434.6626 | 15053.7717 | 8304.7974 | 2567.1784 | 3881.7245 | 14753.7002 | 631.7325 | 175.3267 | 505.0317 | 1312.0909 | -1012.0194
9 | 249 | 8 | 10164.2593 | 3651.9274 | 1434.162 | 15250.3487 | 6588.4918 | 1563.2889 | 3372.0368 | 11523.8175 | 1590.4632 | 576.0733 | 1322.7879 | 3489.3244 | 237.2068
9 | 249 | 9 | 10205.337 | 3675.1473 | 1427.7315 | 15308.2159 | 4953.958 | 856.6455 | 2988.7147 | 8799.3182 | 2425.3521 | 801.4932 | 1563.8638 | 4790.7092 | 1718.1885
9 | 249 | 10 | 10207.2682 | 3674.6463 | 1418.8914 | 15300.8059 | 4793.0808 | 502.3969 | 2707.3416 | 8002.8192 | 2526.9303 | 836.2803 | 1011.8688 | 4375.0794 | 2922.9073
9 | 249 | 11 | 10268.4496 | 3692.5909 | 1418.4631 | 15379.5036 | 4547.9483 | 295.201 | 3384.4298 | 8227.5791 | 2454.5732 | 820.974 | 1022.2669 | 4297.814 | 2854.1105
9 | 249 | 12 | 10244.0133 | 3679.4165 | 1412.7483 | 15336.1781 | 4614.2475 | 197.6662 | 2898.6565 | 7710.5702 | 2219.4128 | 795.9274 | 902.4581 | 3917.7984 | 3707.8095
9 | 249 | 13 | 10296.4814 | 3682.4143 | 1419.0796 | 15397.9753 | 5506.7035 | 266.9799 | 2598.6825 | 8372.3658 | 1763.007 | 783.4041 | 724.3513 | 3270.7623 | 3754.8471
9 | 249 | 14 | 10449.624 | 3726.5885 | 1442.1773 | 15618.3898 | 5325.5228 | 329.5615 | 2970.6098 | 8625.6941 | 1891.0232 | 690.1748 | 885.1217 | 3466.3197 | 3526.376
9 | 249 | 15 | 10731.1079 | 3814.7962 | 1482.231 | 16028.1352 | 5324.9262 | 342.5198 | 3229.5075 | 8896.9535 | 1682.301 | 737.4851 | 792.7957 | 3212.5818 | 3918.5999
9 | 249 | 16 | 10866.7537 | 3864.1742 | 1511.1342 | 16242.062 | 4239.3157 | 447.4904 | 3047.0677 | 7733.8738 | 1335.8221 | 43.1359 | 808.3402 | 2187.2983 | 6320.8899
9 | 249 | 17 | 10872.7222 | 3867.9269 | 1517.4544 | 16258.1035 | 4454.9894 | 368.7871 | 2730.7806 | 7554.5572 | 148.8885 | 8.3489 | 569.1141 | 726.3515 | 7977.1948
9 | 249 | 18 | 10424.8562 | 3726.2833 | 1463.0045 | 15614.144 | 5378.7723 | 1974.7227 | 3492.6605 | 10846.1555 | 189.2415 | 0 | 260.073 | 449.3144 | 4318.674
9 | 249 | 19 | 9778.5808 | 3492.1851 | 1395.2464 | 14666.0122 | 5685.8714 | 841.0411 | 4031.1308 | 10558.0433 | 0 | 0 | 0 | 0 | 4107.9689
9 | 249 | 20 | 8992.7892 | 3205.9261 | 1322.4347 | 13521.1499 | 6873.182 | 359.7628 | 4058.6416 | 11291.5865 | 0 | 0 | 0 | 0 | 2229.5634
9 | 249 | 21 | 8301.7115 | 2948.3249 | 1262.8322 | 12512.8686 | 7399.8363 | 414.1726 | 4037.7642 | 11851.7731 | 0 | 0 | 0 | 0 | 661.0955
9 | 249 | 22 | 7840.1394 | 2773.3144 | 1227.4009 | 11840.8547 | 7344.6462 | 335.6405 | 3595.6913 | 11275.9781 | 0 | 0 | 0 | 0 | 564.8766
9 | 249 | 23 | 7571.7836 | 2673.0822 | 1203.3579 | 11448.2237 | 6756.6475 | 768.1914 | 3289.5223 | 10814.3613 | 0 | 0 | 0 | 0 | 633.8624
9 | 249 | 24 | 7434.8802 | 2611.6751 | 1186.5293 | 11233.0846 | 6545.1954 | 1787.243 | 3351.6011 | 11684.0396 | 0 | 0 | 0 | 0 | -450.9549
9 | 250 | 1 | 7395.4448 | 2595.5871 | 1184.8063 | 11175.8383 | 5948.4795 | 2087.9662 | 3155.7505 | 11192.1962 | 0 | 0 | 0 | 0 | -16.3579
9 | 250 | 2 | 7562.4098 | 2636.371 | 1205.7087 | 11404.4895 | 6012.8152 | 2675.9834 | 2697.114 | 11385.9126 | 0 | 0 | 0 | 0 | 18.5769
9 | 250 | 3 | 8112.8385 | 2813.5381 | 1258.4753 | 12184.852 | 5154.9724 | 2966.7037 | 1962.9302 | 10084.6063 | 0 | 0 | 0 | 0 | 2100.2456
9 | 250 | 4 | 9117.3454 | 3161.4932 | 1351.0675 | 13629.906 | 4231.4349 | 3000.0738 | 1573.2276 | 8804.7363 | 0 | 0 | 0 | 0 | 4825.1697
9 | 250 | 5 | 9855.9649 | 3422.2329 | 1413.9818 | 14692.1796 | 4032.2821 | 2816.1651 | 1229.0868 | 8077.5339 | 0 | 0 | 0 | 0 | 6614.6457
9 | 250 | 6 | 10292.5248 | 3578.1497 | 1458.9721 | 15329.6465 | 3802.8184 | 2675.7782 | 1038.423 | 7517.0197 | 0 | 0 | 0 | 0 | 7812.6267
9 | 250 | 7 | 10531.9648 | 3669.4016 | 1473.7551 | 15675.1214 | 3689.3575 | 2432.6947 | 544.8122 | 6666.8644 | 86.2718 | 12.5233 | 333.942 | 432.7372 | 8575.5199
9 | 250 | 8 | 10657.4798 | 3742.033 | 1475.0623 | 15874.575 | 2636.1685 | 1465.7207 | 230.5179 | 4332.4071 | 431.3592 | 77.923 | 777.2855 | 1286.5677 | 10255.6003
9 | 250 | 9 | 10731.0911 | 3766.0909 | 1463.7939 | 15960.9759 | 1268.4021 | 1152.0261 | 17.7708 | 2438.1991 | 932.2925 | 79.3144 | 1314.1844 | 2325.7914 | 11196.9854
9 | 250 | 10 | 10823.2458 | 3794.5934 | 1465.4632 | 16083.3023 | 653.4499 | 466.6497 | 0.37796 | 1120.4776 | 1114.5766 | 116.8844 | 1615.0525 | 2846.5135 | 12116.3112
9 | 250 | 11 | 11042.5123 | 3884.9675 | 1466.7669 | 16394.2467 | 289.3074 | 232.1801 | 58.8846 | 580.3721 | 900.2885 | 123.8418 | 1471.7761 | 2495.9065 | 13317.9681
9 | 250 | 12 | 11160.2731 | 3954.1053 | 1460.0121 | 16574.3905 | 111.2732 | 92.283 | 133.3117 | 336.868 | 919.7692 | 80.7059 | 1412.8963 | 2413.3714 | 13824.1511
9 | 250 | 13 | 11352.4536 | 3973.7737 | 1465.6163 | 16791.8436 | 41.4356 | 20.468 | 177.0329 | 238.9365 | 1093.7044 | 121.0589 | 1371.3856 | 2586.1488 | 13966.7583
9 | 250 | 14 | 11690.434 | 4030.8574 | 1484.0475 | 17205.339 | 69.5665 | 0.28862 | 222.1249 | 291.98 | 933.684 | 192.0244 | 1170.3501 | 2296.0585 | 14617.3004
9 | 250 | 15 | 11969.9788 | 4127.0618 | 1509.7526 | 17606.7932 | 110.434 | 0 | 276.4841 | 386.9181 | 1288.5117 | 254.6411 | 1241.2947 | 2784.4476 | 14435.4275
9 | 250 | 16 | 12094.6434 | 4195.0174 | 1534.1073 | 17823.7681 | 176.0582 | 0 | 399.4216 | 575.4798 | 982.3859 | 101.5781 | 1316.5299 | 2400.4939 | 14847.7944
9 | 250 | 17 | 12205.5658 | 4264.7155 | 1536.3246 | 18006.6058 | 255.9321 | 23.285 | 606.4313 | 885.6484 | 893.3311 | 235.1604 | 1203.2664 | 2331.7578 | 14789.1996
9 | 250 | 18 | 11812.8798 | 4168.6913 | 1485.8759 | 17467.447 | 549.5616 | 0 | 1051.9257 | 1601.4873 | 814.0166 | 87.6633 | 775.1204 | 1676.8003 | 14189.1594
9 | 250 | 19 | 11094.371 | 3936.843 | 1416.2778 | 16447.4918 | 1657.9641 | 0 | 1786.537 | 3444.5011 | 0 | 0 | 0 | 0 | 13002.9908
9 | 250 | 20 | 10233.4269 | 3633.0312 | 1342.1842 | 15208.6423 | 2454.533 | 0 | 2067.5871 | 4522.1202 | 0 | 0 | 0 | 0 | 10686.5222
9 | 250 | 21 | 9434.8626 | 3338.2649 | 1283.7564 | 14056.8839 | 2566.0032 | 0 | 2214.9225 | 4780.9257 | 0 | 0 | 0 | 0 | 9275.9581
9 | 250 | 22 | 8852.1257 | 3131.6796 | 1239.1032 | 13222.9086 | 3187.2599 | 4.8634 | 2285.1497 | 5477.273 | 0 | 0 | 0 | 0 | 7745.6356
9 | 250 | 23 | 8492.8928 | 3007.5484 | 1214.4891 | 12714.9302 | 3484.1438 | 382.1347 | 2127.853 | 5994.1315 | 0 | 0 | 0 | 0 | 6720.7987
9 | 250 | 24 | 8282.737 | 2928.7871 | 1198.8706 | 12410.3947 | 4392.7416 | 618.828 | 2051.6061 | 7063.1758 | 0 | 0 | 0 | 0 | 5347.219
9 | 251 | 1 | 8202.6349 | 2897.0394 | 1193.4953 | 12293.1695 | 5685.964 | 855.9283 | 1952.9398 | 8494.8322 | 0 | 0 | 0 | 0 | 3798.3374
9 | 251 | 2 | 8336.6526 | 2937.4491 | 1208.6184 | 12482.7202 | 7237.5486 | 585.1959 | 2329.4937 | 10152.2381 | 0 | 0 | 0 | 0 | 2330.4821
9 | 251 | 3 | 8909.3624 | 3137.8881 | 1257.1532 | 13304.4037 | 8281.0056 | 1438.4251 | 2711.8714 | 12431.3021 | 0 | 0 | 0 | 0 | 873.1016
9 | 251 | 4 | 9956.642 | 3531.1774 | 1343.5719 | 14831.3913 | 8916.2377 | 2310.713 | 2704.0335 | 13930.9841 | 0 | 0 | 0 | 0 | 900.4072
9 | 251 | 5 | 10722.5257 | 3833.6355 | 1398.7029 | 15954.8641 | 9482.1967 | 2603.8043 | 3288.6193 | 15374.6203 | 0 | 0 | 0 | 0 | 580.2438
9 | 251 | 6 | 11161.4567 | 4009.1936 | 1443.0184 | 16613.6687 | 9713.9036 | 2546.0901 | 3856.4952 | 16116.4889 | 0 | 0 | 0 | 0 | 497.1799
9 | 251 | 7 | 11374.5656 | 4136.2652 | 1469.4585 | 16980.2893 | 9596.4124 | 2650.9466 | 3765.4512 | 16012.8103 | 45.9189 | 19.4807 | 319.6938 | 385.0934 | 582.3857
9 | 251 | 8 | 11468.6047 | 4229.5434 | 1480.3666 | 17178.5147 | 8369.4626 | 2884.5023 | 2305.3204 | 13559.2853 | 190.6329 | 82.0974 | 855.1415 | 1127.8718 | 2491.3576
9 | 251 | 9 | 11449.8809 | 4260.7333 | 1474.1788 | 17184.793 | 5748.0846 | 2523.9993 | 1691.3597 | 9963.4436 | 496.7589 | 105.7526 | 1128.5712 | 1731.0826 | 5490.2667
9 | 251 | 10 | 11375.1677 | 4251.6957 | 1473.1404 | 17100.0038 | 4206.0308 | 1526.6023 | 1637.7486 | 7370.3818 | 740.2681 | 162.8033 | 1291.2495 | 2194.321 | 7535.3011
9 | 251 | 11 | 11338.0493 | 4239.6824 | 1473.7442 | 17051.4759 | 3760.5949 | 1145.4404 | 1518.266 | 6424.3012 | 1237.027 | 147.497 | 1379.4963 | 2764.0203 | 7863.1545
9 | 251 | 12 | 11239.9753 | 4224.4587 | 1470.148 | 16934.582 | 3089.1456 | 840.712 | 1460.5762 | 5390.4338 | 1307.9925 | 260.207 | 1398.3772 | 2966.5767 | 8577.5715
9 | 251 | 13 | 11198.6669 | 4213.9619 | 1470.1498 | 16882.7786 | 2433.9755 | 556.1788 | 1463.8064 | 4453.9606 | 1181.3677 | 254.6411 | 1310.6098 | 2746.6186 | 9682.1994
9 | 251 | 14 | 11258.6567 | 4252.5062 | 1483.3406 | 16994.5035 | 2285.5166 | 442.3612 | 1498.5861 | 4226.4638 | 1056.1344 | 100.1867 | 1300.3068 | 2456.6278 | 10311.4119
9 | 251 | 15 | 11374.6855 | 4296.8279 | 1503.1459 | 17174.6593 | 2063.9833 | 698.5697 | 1478.4266 | 4240.9796 | 729.1363 | 69.5741 | 1283.0673 | 2081.7777 | 10851.9021
9 | 251 | 16 | 11469.9228 | 4320.8775 | 1525.7018 | 17316.5022 | 1970.9861 | 919.791 | 1532.7677 | 4423.5449 | 310.3003 | 37.57 | 880.8965 | 1228.7669 | 11664.1904
9 | 251 | 17 | 11550.9783 | 4359.7661 | 1540.0363 | 17450.7807 | 2280.496 | 1385.8038 | 1709.4115 | 5375.7113 | 172.5437 | 30.6126 | 849.8673 | 1053.0235 | 11022.0459
9 | 251 | 18 | 11189.0766 | 4239.2116 | 1498.6105 | 16926.8986 | 3616.8476 | 1958.413 | 2350.24 | 7925.5007 | 87.6633 | 26.4381 | 222.6696 | 336.7711 | 8664.6269
9 | 251 | 19 | 10552.5003 | 4008.4778 | 1431.7085 | 15992.6866 | 6582.7721 | 2382.8517 | 3487.1618 | 12452.7857 | 0 | 0 | 0 | 0 | 3539.901
9 | 251 | 20 | 9736.3565 | 3690.8513 | 1356.3059 | 14783.5138 | 7824.1927 | 2610.0873 | 3626.1685 | 14060.4485 | 0 | 0 | 0 | 0 | 723.0652
9 | 251 | 21 | 8969.9806 | 3369.4208 | 1289.9619 | 13629.3633 | 8746.9812 | 2284.2635 | 3472.4806 | 14503.7252 | 0 | 0 | 0 | 0 | -874.3619
9 | 251 | 22 | 8427.6477 | 3145.2223 | 1247.7771 | 12820.647 | 9238.6175 | 2246.6854 | 2975.9677 | 14461.2707 | 0 | 0 | 0 | 0 | -1640.6237
9 | 251 | 23 | 8084.4089 | 3003.9329 | 1217.6364 | 12305.9782 | 8210.395 | 2305.0753 | 3023.645 | 13539.1153 | 0 | 0 | 0 | 0 | -1233.1371
9 | 251 | 24 | 7883.1588 | 2917.4321 | 1206.9426 | 12007.5336 | 7706.4016 | 3067.6966 | 2660.037 | 13434.1352 | 0 | 0 | 0 | 0 | -1426.6016
9 | 252 | 1 | 7814.6713 | 2876.8972 | 1199.2418 | 11890.8103 | 7322.119 | 2572.0141 | 2562.451 | 12456.584 | 0 | 0 | 0 | 0 | -565.7737
9 | 252 | 2 | 7942.3243 | 2904.2597 | 1214.3495 | 12060.9335 | 6821.2712 | 2851.5787 | 2419.1331 | 12091.983 | 0 | 0 | 0 | 0 | -31.0495
9 | 252 | 3 | 8496.3985 | 3087.869 | 1270.6085 | 12854.876 | 6251.9721 | 2967.4229 | 2192.7559 | 11412.1509 | 0 | 0 | 0 | 0 | 1442.7251
9 | 252 | 4 | 9525.6889 | 3453.9134 | 1356.4775 | 14336.0799 | 5887.087 | 3000.6338 | 1937.9905 | 10825.7113 | 0 | 0 | 0 | 0 | 3510.3686
9 | 252 | 5 | 10220.551 | 3711.9362 | 1414.3528 | 15346.84 | 5615.2466 | 2999.9277 | 1877.9935 | 10493.1678 | 0 | 0 | 0 | 0 | 4853.6721
9 | 252 | 6 | 10602.7875 | 3864.4573 | 1453.8874 | 15921.1322 | 5619.3498 | 3134.8769 | 1809.9338 | 10564.1605 | 0 | 0 | 0 | 0 | 5356.9717
9 | 252 | 7 | 10801.9038 | 3962.7015 | 1473.7042 | 16238.3094 | 5319.2534 | 3088.8619 | 1482.0885 | 9890.2037 | 155.8459 | 5.5659 | 377.7401 | 539.152 | 5808.9537
9 | 252 | 8 | 10903.1472 | 4059.7447 | 1492.9915 | 16455.8834 | 3903.7314 | 2467.4505 | 641.2982 | 7012.4801 | 583.0307 | 38.9615 | 1064.9843 | 1686.9765 | 7756.4269
9 | 252 | 9 | 10966.902 | 4120.9998 | 1499.5055 | 16587.4073 | 2336.6757 | 1085.7633 | 195.5111 | 3617.9501 | 946.2073 | 89.0548 | 1630.6877 | 2665.9498 | 10303.5074
9 | 252 | 10 | 11003.8043 | 4156.4203 | 1499.9887 | 16660.2132 | 1603.4768 | 795.0615 | 119.7831 | 2518.3214 | 992.1262 | 176.7181 | 1565.2672 | 2734.1115 | 11407.7802
9 | 252 | 11 | 11099.2316 | 4211.4909 | 1499.5774 | 16810.2999 | 1205.6925 | 623.845 | 138.4 | 1967.9375 | 1454.098 | 326.9981 | 1560.3471 | 3341.4433 | 11500.9191
9 | 252 | 12 | 11094.7929 | 4232.2254 | 1508.2177 | 16835.2361 | 991.7345 | 550.9222 | 146.7967 | 1689.4534 | 1370.6092 | 285.2537 | 1419.0203 | 3074.8832 | 12070.8995
9 | 252 | 13 | 11162.9723 | 4242.2346 | 1510.797 | 16916.0039 | 815.4129 | 463.0792 | 121.0308 | 1399.5229 | 1383.1325 | 292.2111 | 1418.9786 | 3094.3222 | 12422.1588
9 | 252 | 14 | 11295.2697 | 4274.4407 | 1524.5843 | 17094.2948 | 740.4681 | 567.8291 | 118.5689 | 1426.8661 | 1289.9033 | 294.9941 | 1511.812 | 3096.7093 | 12570.7194
9 | 252 | 15 | 11489.6691 | 4319.8081 | 1539.1222 | 17348.5994 | 910.3596 | 787.2925 | 100.6129 | 1798.265 | 1068.6577 | 178.1096 | 1383.8374 | 2630.6047 | 12919.7297
9 | 252 | 16 | 11588.1442 | 4353.1921 | 1538.7964 | 17480.1327 | 1097.4587 | 1105.7705 | 87.9407 | 2291.1698 | 791.7529 | 123.8418 | 1430.5435 | 2346.1382 | 12842.8246
9 | 252 | 17 | 11696.1158 | 4422.9548 | 1547.9457 | 17667.0163 | 1324.1846 | 1433.4189 | 73.0318 | 2830.6353 | 541.2863 | 50.0933 | 1201.4745 | 1792.8541 | 13043.527
9 | 252 | 18 | 11337.4582 | 4309.8272 | 1502.7693 | 17150.0547 | 2175.056 | 2028.3158 | 228.2087 | 4431.5805 | 224.0285 | 29.2211 | 515.0384 | 768.288 | 11950.1862
9 | 252 | 19 | 10677.7929 | 4082.3889 | 1429.6099 | 16189.7917 | 3821.2303 | 2982.8341 | 459.6363 | 7263.7007 | 0 | 0 | 0 | 0 | 8926.091
9 | 252 | 20 | 9828.7837 | 3767.8261 | 1350.5085 | 14947.1182 | 5210.3194 | 3278.0282 | 609.3864 | 9097.734 | 0 | 0 | 0 | 0 | 5849.3842
9 | 252 | 21 | 9010.7527 | 3452.271 | 1282.6163 | 13745.6401 | 5690.4375 | 2940.7364 | 673.4951 | 9304.6691 | 0 | 0 | 0 | 0 | 4440.971
9 | 252 | 22 | 8393.2411 | 3213.2581 | 1248.5896 | 12855.0887 | 5799.8957 | 2881.4954 | 581.7811 | 9263.1723 | 0 | 0 | 0 | 0 | 3591.9164
9 | 252 | 23 | 8019.6028 | 3065.5992 | 1222.2765 | 12307.4785 | 5977.8839 | 2810.0462 | 728.44 | 9516.3701 | 0 | 0 | 0 | 0 | 2791.1084
9 | 252 | 24 | 7790.307 | 2971.578 | 1205.2553 | 11967.1403 | 5819.29 | 2757.1748 | 686.3414 | 9262.8062 | 0 | 0 | 0 | 0 | 2704.3341
9 | 253 | 1 | 7693.1544 | 2925.9674 | 1196.9576 | 11816.0794 | 5935.3872 | 2751.2127 | 615.0798 | 9301.6798 | 0 | 0 | 0 | 0 | 2514.3996
9 | 253 | 2 | 7812.496 | 2948.2898 | 1213.0255 | 11973.8113 | 6326.0795 | 2804.5247 | 705.2823 | 9835.8866 | 0 | 0 | 0 | 0 | 2137.9247
9 | 253 | 3 | 8323.2768 | 3121.1016 | 1263.1049 | 12707.4834 | 6855.9939 | 2824.7453 | 1002.0579 | 10682.7971 | 0 | 0 | 0 | 0 | 2024.6863
9 | 253 | 4 | 9276.5898 | 3472.0927 | 1340.294 | 14088.9766 | 7429.3233 | 2736.8368 | 1115.0375 | 11281.1976 | 0 | 0 | 0 | 0 | 2807.779
9 | 253 | 5 | 9953.4683 | 3726.8059 | 1397.7869 | 15078.061 | 7666.6682 | 2781.0064 | 1210.8479 | 11658.5225 | 0 | 0 | 0 | 0 | 3419.5385
9 | 253 | 6 | 10367.7917 | 3888.178 | 1443.6969 | 15699.6666 | 7712.1696 | 2748.3653 | 1381.9444 | 11842.4793 | 0 | 0 | 0 | 0 | 3857.1873
9 | 253 | 7 | 10642.033 | 3991.2678 | 1480.5045 | 16113.8053 | 7840.9335 | 2807.1847 | 1525.8957 | 12174.0139 | 65.3996 | 4.1744 | 93.4123 | 162.9863 | 3776.8051
9 | 253 | 8 | 10825.3766 | 4066.2368 | 1497.5375 | 16389.1509 | 7499.1085 | 2778.8326 | 1082.5159 | 11360.4569 | 144.7141 | 29.2211 | 568.3432 | 742.2783 | 4286.4156
9 | 253 | 9 | 10961.2339 | 4109.0532 | 1503.1757 | 16573.4628 | 6762.7407 | 2885.9562 | 542.6067 | 10191.3036 | 210.1137 | 84.8804 | 754.5263 | 1049.5204 | 5332.6389
9 | 253 | 10 | 11060.6036 | 4129.407 | 1498.8304 | 16688.841 | 6440.1076 | 2854.323 | 626.59 | 9921.0206 | 315.8663 | 51.4848 | 830.516 | 1197.8671 | 5569.9534
9 | 253 | 11 | 11158.1214 | 4206.8864 | 1499.3847 | 16864.3925 | 7491.8811 | 3075.3706 | 930.7724 | 11498.0242 | 450.84 | 162.8033 | 967.5226 | 1581.1659 | 3785.2024
9 | 253 | 12 | 11178.9198 | 4241.7922 | 1490.7531 | 16911.4651 | 8384.4652 | 2921.6054 | 1046.5307 | 12352.6013 | 608.0774 | 179.5011 | 936.4978 | 1724.0763 | 2834.7876
9 | 253 | 13 | 11322.353 | 4237.948 | 1495.7807 | 17056.0817 | 9003.072 | 3051.1155 | 1464.6135 | 13518.801 | 713.83 | 203.1563 | 914.5467 | 1831.5329 | 1705.7477
9 | 253 | 14 | 11514.8435 | 4244.0399 | 1511.2055 | 17270.0889 | 9230.8532 | 2765.7166 | 1646.9923 | 13643.5622 | 507.8907 | 59.8337 | 803.6865 | 1371.4109 | 2255.1158
9 | 253 | 15 | 11644.2654 | 4290.7582 | 1517.6631 | 17452.6867 | 10057.6626 | 2987.4093 | 1761.431 | 14806.5029 | 214.2881 | 75.14 | 585.3535 | 874.7816 | 1771.4021
9 | 253 | 16 | 11579.6571 | 4249.4198 | 1514.5784 | 17343.6553 | 10097.4488 | 2855.1337 | 2051.1726 | 15003.755 | 224.0285 | 55.6593 | 579.1 | 858.7877 | 1481.1125
9 | 253 | 17 | 11560.1084 | 4260.5585 | 1513.5292 | 17334.1961 | 10117.2089 | 3193.7359 | 2139.345 | 15450.2898 | 154.4544 | 16.6978 | 379.0482 | 550.2005 | 1333.7058
9 | 253 | 18 | 11166.2498 | 4137.2406 | 1471.4463 | 16774.9367 | 10113.7857 | 2957.4345 | 2862.4503 | 15933.6706 | 50.0933 | 4.1744 | 59.1253 | 113.3931 | 727.8731
9 | 253 | 19 | 10553.8859 | 3916.6507 | 1409.3455 | 15879.8821 | 10036.8036 | 3023.5914 | 2967.2691 | 16027.6641 | 0 | 0 | 0 | 0 | -147.782
9 | 253 | 20 | 9795.1931 | 3641.5509 | 1358.0907 | 14794.8347 | 9649.7177 | 2728.8357 | 2964.5885 | 15343.1419 | 0 | 0 | 0 | 0 | -548.3073
9 | 253 | 21 | 9028.5842 | 3360.0736 | 1297.0592 | 13685.7169 | 9988.4354 | 2615.8812 | 2994.0884 | 15598.4051 | 0 | 0 | 0 | 0 | -1912.6881
9 | 253 | 22 | 8429.1098 | 3126.8244 | 1243.8718 | 12799.806 | 9758.9047 | 2488.3376 | 3191.4118 | 15438.6541 | 0 | 0 | 0 | 0 | -2638.8481
9 | 253 | 23 | 8035.2422 | 2974.9214 | 1210.2251 | 12220.3887 | 9606.1029 | 2345.3274 | 3446.4849 | 15397.9151 | 0 | 0 | 0 | 0 | -3177.5264
9 | 253 | 24 | 7810.4074 | 2882.2704 | 1195.9277 | 11888.6055 | 9136.8855 | 2246.1186 | 3480.4085 | 14863.4127 | 0 | 0 | 0 | 0 | -2974.8072
9 | 254 | 1 | 7673.3901 | 2825.4517 | 1191.804 | 11690.6458 | 9426.1552 | 2576.5024 | 3722.8923 | 15725.5499 | 0 | 0 | 0 | 0 | -4034.9041
9 | 254 | 2 | 7664.5432 | 2810.4069 | 1188.159 | 11663.109 | 9369.3675 | 1671.266 | 3811.1547 | 14851.7882 | 0 | 0 | 0 | 0 | -3188.6792
9 | 254 | 3 | 7835.768 | 2862.9033 | 1206.3179 | 11904.9891 | 8182.5341 | 1663.2441 | 3719.1621 | 13564.9402 | 0 | 0 | 0 | 0 | -1659.9511
9 | 254 | 4 | 8188.1271 | 2974.2675 | 1234.995 | 12397.3896 | 6965.6774 | 1114.5823 | 3549.998 | 11630.2577 | 0 | 0 | 0 | 0 | 767.1319
9 | 254 | 5 | 8680.0717 | 3150.7172 | 1285.6426 | 13116.4314 | 6319.6619 | 874.4894 | 3619.5803 | 10813.7316 | 0 | 0 | 0 | 0 | 2302.6999
9 | 254 | 6 | 9237.2326 | 3405.1222 | 1337.4786 | 13979.8333 | 5265.6484 | 266.6719 | 3313.9254 | 8846.2457 | 0 | 0 | 0 | 0 | 5133.5876
9 | 254 | 7 | 9610.5803 | 3618.0976 | 1374.8753 | 14603.5533 | 4954.9218 | 83.8275 | 3332.5223 | 8371.2716 | 317.2578 | 164.1948 | 20.6639 | 502.1164 | 5730.1653
9 | 254 | 8 | 9841.1676 | 3779.7601 | 1398.6441 | 15019.5718 | 3162.9827 | 14.9803 | 3847.6327 | 7025.5957 | 121.0589 | 125.2333 | 199.3478 | 445.64 | 7548.3361
9 | 254 | 9 | 9915.3048 | 3908.7183 | 1412.2392 | 15236.2623 | 2046.8288 | 14.4894 | 3427.3847 | 5488.703 | 784.7955 | 77.923 | 228.8027 | 1091.5211 | 8656.0382
9 | 254 | 10 | 10006.2387 | 4038.0842 | 1423.9103 | 15468.2331 | 1341.5924 | 4.8634 | 3534.9472 | 4881.403 | 621.9922 | 244.9007 | 237.6679 | 1104.5608 | 9482.2693
9 | 254 | 11 | 10083.6958 | 4149.7147 | 1428.6807 | 15662.0911 | 1006.7921 | 12.3797 | 3306.1844 | 4325.3562 | 1003.2581 | 468.9292 | 349.1948 | 1821.3821 | 9515.3528
9 | 254 | 12 | 10200.8447 | 4249.6447 | 1432.1804 | 15882.6698 | 855.5498 | 53.9129 | 2858.6644 | 3768.1271 | 1551.5017 | 672.0855 | 659.5531 | 2883.1404 | 9231.4023
9 | 254 | 13 | 10446.772 | 4348.0418 | 1430.4628 | 16225.2766 | 987.7173 | 64.7084 | 2227.8882 | 3280.3139 | 1824.2321 | 791.7529 | 661.653 | 3277.6381 | 9667.3247
9 | 254 | 14 | 10797.2754 | 4429.1349 | 1449.5327 | 16675.9431 | 1019.0326 | 131.5363 | 1490.034 | 2640.6029 | 1154.9295 | 455.0144 | 674.093 | 2284.037 | 11751.3032
9 | 254 | 15 | 11100.9419 | 4463.4519 | 1461.8126 | 17026.2063 | 1285.8921 | 271.3068 | 990.4739 | 2547.6728 | 1431.8344 | 134.9737 | 500.8663 | 2067.6743 | 12410.8592
9 | 254 | 16 | 11074.0832 | 4354.9235 | 1458.2887 | 16887.2954 | 1305.8362 | 340.3572 | 881.5734 | 2527.7669 | 1536.1955 | 187.85 | 692.1243 | 2416.1698 | 11943.3588
9 | 254 | 17 | 11058.1938 | 4296.2197 | 1461.3677 | 16815.7812 | 1313.7295 | 347.4458 | 448.5358 | 2109.7111 | 736.0937 | 506.4992 | 400.4758 | 1643.0687 | 13063.0014
9 | 254 | 18 | 10718.3384 | 4150.2634 | 1430.5188 | 16299.1206 | 1541.0136 | 638.5611 | 381.2664 | 2560.8411 | 346.4789 | 200.3733 | 105.7318 | 652.5839 | 13085.6956
9 | 254 | 19 | 10204.3273 | 3937.204 | 1386.4224 | 15527.9537 | 1728.9884 | 1089.0372 | 519.0243 | 3337.0498 | 0 | 0 | 0 | 0 | 12190.9039
9 | 254 | 20 | 9548.774 | 3664.2393 | 1337.8094 | 14550.8227 | 1483.6056 | 767.9386 | 548.746 | 2800.2902 | 0 | 0 | 0 | 0 | 11750.5325
9 | 254 | 21 | 8861.5727 | 3393.8529 | 1284.4753 | 13539.9009 | 1012.7331 | 351.6922 | 724.1529 | 2088.5782 | 0 | 0 | 0 | 0 | 11451.3227
9 | 254 | 22 | 8312.2887 | 3158.1913 | 1242.3236 | 12712.8036 | 488.4156 | 225.6547 | 746.9888 | 1461.0591 | 0 | 0 | 0 | 0 | 11251.7445
9 | 254 | 23 | 7924.9927 | 2989.1719 | 1213.2672 | 12127.4318 | 346.4979 | 196.0194 | 763.649 | 1306.1664 | 0 | 0 | 0 | 0 | 10821.2654
9 | 254 | 24 | 7669.745 | 2875.0421 | 1197.2408 | 11742.0278 | 335.8634 | 155.1764 | 922.071 | 1413.1108 | 0 | 0 | 0 | 0 | 10328.917
9 | 255 | 1 | 7514.2644 | 2800.9599 | 1194.6659 | 11509.8903 | 366.5498 | 90.2958 | 1077.3109 | 1534.1565 | 0 | 0 | 0 | 0 | 9975.7338
9 | 255 | 2 | 7471.6534 | 2753.7993 | 1194.0085 | 11419.4612 | 348.6333 | 123.3963 | 1018.8208 | 1490.8504 | 0 | 0 | 0 | 0 | 9928.6109
9 | 255 | 3 | 7549.2073 | 2763.8106 | 1203.94 | 11516.958 | 476.5521 | 98.4666 | 923.2665 | 1498.2852 | 0 | 0 | 0 | 0 | 10018.6728
9 | 255 | 4 | 7732.6824 | 2811.936 | 1235.1403 | 11779.7587 | 772.456 | 124.7261 | 776.5297 | 1673.7118 | 0 | 0 | 0 | 0 | 10106.0469
9 | 255 | 5 | 8100.974 | 2939.3472 | 1289.7178 | 12330.0391 | 825.4554 | 211.4352 | 844.4508 | 1881.3414 | 0 | 0 | 0 | 0 | 10448.6976
9 | 255 | 6 | 8676.3885 | 3180.5944 | 1349.7317 | 13206.7147 | 1012.4196 | 343.3294 | 1060.8342 | 2416.5832 | 0 | 0 | 0 | 0 | 10790.1315
9 | 255 | 7 | 9199.1659 | 3410.0423 | 1395.7664 | 14004.9747 | 1155.6558 | 388.0249 | 1045.5082 | 2589.1888 | 6.9574 | 4.1744 | 179.7838 | 190.9156 | 11224.8702
9 | 255 | 8 | 9611.2275 | 3628.874 | 1436.2507 | 14676.3522 | 962.9245 | 302.5739 | 505.971 | 1771.4693 | 69.5741 | 13.9148 | 227.7772 | 311.2661 | 12593.6168
9 | 255 | 9 | 10078.9292 | 3853.5125 | 1464.4963 | 15396.9379 | 716.3055 | 105.5323 | 132.1288 | 953.9665 | 190.6329 | 30.6126 | 325.035 | 546.2806 | 13896.6909
9 | 255 | 10 | 10607.0431 | 4091.5643 | 1489.6502 | 16188.2575 | 961.8038 | 50.2079 | 42.8898 | 1054.9014 | 112.71 | 25.0467 | 403.5323 | 541.289 | 14592.0671
9 | 255 | 11 | 11108.5338 | 4314.2868 | 1499.6776 | 16922.4982 | 1333.9132 | 25.6906 | 14.7104 | 1374.3142 | 276.9048 | 36.1785 | 585.7077 | 898.791 | 14649.393
9 | 255 | 12 | 11530.0883 | 4491.6833 | 1500.1159 | 17521.8876 | 1118.8303 | 84.8694 | 8.9324 | 1212.6321 | 333.9555 | 51.4848 | 461.9791 | 847.4194 | 15461.836
9 | 255 | 13 | 11970.5836 | 4638.9633 | 1511.1084 | 18120.6553 | 1078.8169 | 135.4905 | 2.1799 | 1216.4873 | 283.8622 | 116.8844 | 350.5192 | 751.2659 | 16152.9022
9 | 255 | 14 | 12421.0808 | 4779.4584 | 1533.9663 | 18734.5055 | 1234.4936 | 138.0708 | 0.5374 | 1373.1019 | 262.99 | 114.1015 | 263.9602 | 641.0517 | 16720.3519
9 | 255 | 15 | 12692.7199 | 4853.2579 | 1550.464 | 19096.4418 | 1123.1278 | 57.7933 | 5.7717 | 1186.6929 | 310.3004 | 121.0589 | 383.0859 | 814.4451 | 17095.3038
9 | 255 | 16 | 12600.9154 | 4767.186 | 1548.141 | 18916.2424 | 768.607 | 164.8187 | 26.7005 | 960.1262 | 254.6411 | 23.6552 | 389.5269 | 667.8232 | 17288.293
9 | 255 | 17 | 12574.4235 | 4727.6368 | 1547.6875 | 18849.7479 | 751.0977 | 204.9893 | 36.3333 | 992.4203 | 102.9696 | 51.4848 | 244.1715 | 398.6259 | 17458.7017
9 | 255 | 18 | 12164.9589 | 4554.262 | 1499.9201 | 18219.141 | 708.834 | 267.8145 | 61.2051 | 1037.8537 | 16.6978 | 11.1319 | 138.7061 | 166.5357 | 17014.7516
9 | 255 | 19 | 11359.1616 | 4237.2865 | 1423.4429 | 17019.891 | 854.9972 | 507.6042 | 95.2827 | 1457.8842 | 0 | 0 | 0 | 0 | 15562.0068
9 | 255 | 20 | 10435.2255 | 3854.8797 | 1365.2158 | 15655.3211 | 662.8804 | 492.5151 | 62.677 | 1218.0724 | 0 | 0 | 0 | 0 | 14437.2487
9 | 255 | 21 | 9580.3649 | 3541.0073 | 1305.3328 | 14426.705 | 623.7362 | 436.3201 | 79.4038 | 1139.4601 | 0 | 0 | 0 | 0 | 13287.2449
9 | 255 | 22 | 8980.5741 | 3300.3321 | 1267.675 | 13548.5811 | 617.1867 | 363.5851 | 100.4095 | 1081.1813 | 0 | 0 | 0 | 0 | 12467.3998
9 | 255 | 23 | 8589.2703 | 3141.8081 | 1235.9021 | 12966.9804 | 366.8769 | 278.4475 | 94.0351 | 739.3595 | 0 | 0 | 0 | 0 | 12227.6209
9 | 255 | 24 | 8334.7226 | 3033.6787 | 1219.2105 | 12587.6119 | 223.3769 | 209.4497 | 89.3353 | 522.1619 | 0 | 0 | 0 | 0 | 12065.45
9 | 256 | 1 | 8256.9713 | 2978.1038 | 1211.7266 | 12446.8017 | 65.6864 | 149.5287 | 136.3252 | 351.5403 | 0 | 0 | 0 | 0 | 12095.2614
9 | 256 | 2 | 8407.7828 | 3005.7714 | 1231.3795 | 12644.9338 | 49.1941 | 86.8184 | 160.0019 | 296.0145 | 0 | 0 | 0 | 0 | 12348.9192
9 | 256 | 3 | 8977.59 | 3180.8217 | 1277.0067 | 13435.4184 | 60.4565 | 78.2719 | 146.6723 | 285.4007 | 0 | 0 | 0 | 0 | 13150.0177
9 | 256 | 4 | 9972.7341 | 3524.8715 | 1364.6529 | 14862.2585 | 206.5234 | 168.4022 | 234.735 | 609.6606 | 0 | 0 | 0 | 0 | 14252.5979
9 | 256 | 5 | 10628.9636 | 3779.9852 | 1424.7188 | 15833.6676 | 194.3611 | 256.6981 | 326.4118 | 777.471 | 0 | 0 | 0 | 0 | 15056.1966
9 | 256 | 6 | 11013.3336 | 3964.751 | 1469.7532 | 16447.8378 | 233.3604 | 372.6939 | 363.391 | 969.4453 | 0 | 0 | 0 | 0 | 15478.3925
9 | 256 | 7 | 11277.8247 | 4112.8127 | 1508.4325 | 16899.07 | 370.8943 | 326.1226 | 369.5681 | 1066.585 | 80.7059 | 148.8885 | 301.2594 | 530.8538 | 15301.6311
9 | 256 | 8 | 11558.0571 | 4243.653 | 1529.4864 | 17331.1965 | 349.7184 | 334.6311 | 310.4775 | 994.8269 | 301.9515 | 592.7711 | 736.9326 | 1631.6551 | 14704.7145
9 | 256 | 9 | 11878.6882 | 4342.7556 | 1544.6803 | 17766.1241 | 212.4206 | 165.7108 | 53.7051 | 431.8365 | 1043.6111 | 814.0166 | 1603.9415 | 3461.5691 | 13872.7185
9 | 256 | 10 | 12225.1248 | 4458.5116 | 1560.6713 | 18244.3078 | 161.4367 | 144.2262 | 0.91712 | 306.5801 | 1628.0332 | 169.7607 | 1197.6706 | 2995.4645 | 14942.2632
9 | 256 | 11 | 12549.9323 | 4578.798 | 1570.573 | 18699.3033 | 110.359 | 111.3351 | 0 | 221.6942 | 815.4081 | 240.7263 | 1029.8639 | 2085.9982 | 16391.6109
9 | 256 | 12 | 12642.4592 | 4646.7994 | 1577.8788 | 18867.1373 | 68.5228 | 80.4655 | 0 | 148.9884 | 712.4385 | 185.067 | 976.0753 | 1873.5808 | 16844.5681
9 | 256 | 13 | 12826.5289 | 4705.2524 | 1584.4993 | 19116.2806 | 34.2715 | 21.1814 | 0 | 55.4529 | 583.0307 | 178.1096 | 1060.9974 | 1822.1377 | 17238.6901
9 | 256 | 14 | 12958.0738 | 4730.7768 | 1598.5721 | 19287.4228 | 36.2747 | 23.9028 | 1.6778 | 61.8553 | 596.9455 | 155.8459 | 1242.7814 | 1995.5728 | 17229.9947
9 | 256 | 15 | 13050.5798 | 4781.7409 | 1609.2655 | 19441.5863 | 22.042 | 25.4431 | 12.2495 | 59.7346 | 1104.8362 | 169.7607 | 1334.0566 | 2608.6536 | 16773.1981
9 | 256 | 16 | 13063.261 | 4829.3838 | 1621.2526 | 19513.8973 | 27.4062 | 75.3391 | 14.8559 | 117.6011 | 1063.0918 | 525.98 | 1712.6645 | 3301.7362 | 16094.56
9 | 256 | 17 | 13186.0796 | 4854.4086 | 1624.9455 | 19665.4337 | 68.252 | 125.26 | 20.8136 | 214.3257 | 1294.0777 | 517.6311 | 1457.4074 | 3269.1162 | 16181.9918
9 | 256 | 18 | 12702.5468 | 4697.4231 | 1562.2057 | 18962.1756 | 277.2305 | 187.9072 | 44.5789 | 509.7167 | 979.6029 | 331.1726 | 612.1757 | 1922.9512 | 16529.5077
9 | 256 | 19 | 11919.5305 | 4424.3624 | 1490.1875 | 17834.0804 | 623.6132 | 316.9634 | 211.357 | 1151.9336 | 0 | 0 | 0 | 0 | 16682.1468
9 | 256 | 20 | 11004.0369 | 4063.5745 | 1404.9317 | 16472.5431 | 414.2582 | 425.7372 | 241.7788 | 1081.7742 | 0 | 0 | 0 | 0 | 15390.769
9 | 256 | 21 | 10160.5537 | 3731.0274 | 1337.6608 | 15229.2419 | 335.3064 | 483.8089 | 76.6932 | 895.8085 | 0 | 0 | 0 | 0 | 14333.4334
9 | 256 | 22 | 9531.6407 | 3490.1542 | 1297.5466 | 14319.3415 | 270.4614 | 300.8604 | 53.6348 | 624.9566 | 0 | 0 | 0 | 0 | 13694.3849
9 | 256 | 23 | 9139.4848 | 3342.8083 | 1270.5279 | 13752.821 | 253.2292 | 182.4513 | 55.2742 | 490.9546 | 0 | 0 | 0 | 0 | 13261.8664
9 | 256 | 24 | 8892.5539 | 3254.8877 | 1255.1017 | 13402.5433 | 218.8873 | 121.2435 | 69.9898 | 410.1207 | 0 | 0 | 0 | 0 | 12992.4226
9 | 257 | 1 | 8784.2567 | 3224.5115 | 1244.3921 | 13253.1603 | 252.5148 | 77.1161 | 57.7692 | 387.4001 | 0 | 0 | 0 | 0 | 12865.7602
9 | 257 | 2 | 8908.4733 | 3282.6015 | 1262.7684 | 13453.8432 | 304.4408 | 62.3482 | 63.0136 | 429.8026 | 0 | 0 | 0 | 0 | 13024.0406
9 | 257 | 3 | 9449.3098 | 3506.2495 | 1319.5653 | 14275.1246 | 325.6767 | 132.5688 | 60.7745 | 519.0201 | 0 | 0 | 0 | 0 | 13756.1045
9 | 257 | 4 | 10532.3771 | 3935.2995 | 1409.1252 | 15876.8019 | 291.6634 | 170.0684 | 38.39 | 500.1217 | 0 | 0 | 0 | 0 | 15376.6802
9 | 257 | 5 | 11328.0641 | 4238.5131 | 1456.8012 | 17023.3785 | 222.7241 | 178.5614 | 28.8883 | 430.1738 | 0 | 0 | 0 | 0 | 16593.2047
9 | 257 | 6 | 11849.0738 | 4431.601 | 1496.3405 | 17777.0152 | 245.6778 | 218.1474 | 39.6437 | 503.4689 | 0 | 0 | 0 | 0 | 17273.5464
9 | 257 | 7 | 12193.3745 | 4562.0451 | 1512.8524 | 18268.272 | 239.3118 | 274.0419 | 64.9673 | 578.321 | 527.3714 | 139.1481 | 395.2342 | 1061.7538 | 16628.1972
9 | 257 | 8 | 12337.3024 | 4646.0185 | 1522.073 | 18505.3939 | 115.6697 | 121.609 | 22.6279 | 259.9065 | 1927.2017 | 91.8378 | 1349.1844 | 3368.2239 | 14877.2635
9 | 257 | 9 | 12252.908 | 4690.9497 | 1521.2398 | 18465.0975 | 51.0766 | 26.9114 | 0 | 77.988 | 2408.6543 | 397.9637 | 1711.3147 | 4517.9327 | 13869.1768
9 | 257 | 10 | 12161.6154 | 4650.3392 | 1518.8485 | 18330.8031 | 5.7897 | 0.71259 | 0 | 6.5023 | 1827.0151 | 702.6981 | 1593.0805 | 4122.7937 | 14201.5071
9 | 257 | 11 | 12072.2685 | 4585.5964 | 1520.2233 | 18178.0882 | 1.0425 | 0.58847 | 0.034317 | 1.6653 | 1434.6173 | 722.1788 | 1660.4549 | 3817.2511 | 14359.1718
9 | 257 | 12 | 11981.4205 | 4511.4935 | 1525.2254 | 18018.1394 | 1.5751 | 4.8245 | 0.054878 | 6.4545 | 1440.1832 | 420.2274 | 1591.381 | 3451.7916 | 14559.8933
9 | 257 | 13 | 12020.5724 | 4484.2621 | 1535.4454 | 18040.2799 | 7.0609 | 5.3984 | 2.1 | 14.5593 | 1301.0351 | 246.2922 | 1583.0529 | 3130.3802 | 14895.3404
9 | 257 | 14 | 12205.1128 | 4510.0879 | 1559.2088 | 18274.4095 | 16.9549 | 0 | 0.27225 | 17.2271 | 1385.9155 | 218.4626 | 1634.1418 | 3238.5199 | 15018.6624
9 | 257 | 15 | 12470.0435 | 4592.3328 | 1580.13 | 18642.5062 | 57.1585 | 0 | 0.79201 | 57.9505 | 1789.4451 | 115.493 | 1704.6073 | 3609.5453 | 14975.0104
9 | 257 | 16 | 12563.1082 | 4619.4414 | 1592.5458 | 18775.0953 | 79.8148 | 0 | 4.8633 | 84.6781 | 1406.7877 | 247.6837 | 1706.0197 | 3360.491 | 15329.9261
9 | 257 | 17 | 12630.8883 | 4633.6338 | 1589.3941 | 18853.9162 | 137.382 | 0 | 50.3759 | 187.7579 | 1708.7392 | 435.5337 | 1445.4049 | 3589.6777 | 15076.4806
9 | 257 | 18 | 12136.4578 | 4459.7577 | 1531.05 | 18127.2655 | 357.3397 | 0 | 246.8436 | 604.1833 | 971.254 | 328.3896 | 594.4198 | 1894.0635 | 15629.0188
9 | 257 | 19 | 11338.0236 | 4178.8037 | 1459.9841 | 16976.8114 | 845.0179 | 0 | 1225.243 | 2070.2609 | 0 | 0 | 0 | 0 | 14906.5505
9 | 257 | 20 | 10416.4004 | 3820.013 | 1380.1822 | 15616.5957 | 915.7785 | 15.0341 | 2530.967 | 3461.7796 | 0 | 0 | 0 | 0 | 12154.8161
9 | 257 | 21 | 9547.3164 | 3478.6584 | 1316.5431 | 14342.5179 | 833.4135 | 18.6194 | 2340.8044 | 3192.8372 | 0 | 0 | 0 | 0 | 11149.6806
9 | 257 | 22 | 8909.4381 | 3241.7798 | 1269.5989 | 13420.8169 | 633.7319 | 67.402 | 1971.7168 | 2672.8507 | 0 | 0 | 0 | 0 | 10747.9662
9 | 257 | 23 | 8543.0855 | 3090.316 | 1237.7475 | 12871.1489 | 629.3958 | 213.3073 | 1857.5463 | 2700.2493 | 0 | 0 | 0 | 0 | 10170.8996
9 | 257 | 24 | 8304.1794 | 2996.6768 | 1216.4727 | 12517.3289 | 670.0486 | 240.6342 | 1794.0747 | 2704.7575 | 0 | 0 | 0 | 0 | 9812.5714
9 | 258 | 1 | 8203.0206 | 2946.9376 | 1201.8894 | 12351.8476 | 834.6041 | 183.0799 | 1472.0316 | 2489.7157 | 0 | 0 | 0 | 0 | 9862.1319
9 | 258 | 2 | 8266.3677 | 2966.3733 | 1213.6743 | 12446.4154 | 695.1963 | 125.1009 | 1251.3491 | 2071.6463 | 0 | 0 | 0 | 0 | 10374.7691
9 | 258 | 3 | 8726.127 | 3138.747 | 1264.645 | 13129.519 | 681.8139 | 28.6748 | 1102.1693 | 1812.6579 | 0 | 0 | 0 | 0 | 11316.8611
9 | 258 | 4 | 9623.8691 | 3458.6813 | 1348.1827 | 14430.7331 | 673.1543 | 57.7349 | 1026.8043 | 1757.6936 | 0 | 0 | 0 | 0 | 12673.0395
9 | 258 | 5 | 10213.3046 | 3705.2715 | 1398.7851 | 15317.3612 | 659.6886 | 23.6509 | 971.3912 | 1654.7307 | 0 | 0 | 0 | 0 | 13662.6305
9 | 258 | 6 | 10545.3567 | 3907.1472 | 1436.3131 | 15888.817 | 577.4898 | 7.1055 | 833.6151 | 1418.2104 | 0 | 0 | 0 | 0 | 14470.6065
9 | 258 | 7 | 10701.6884 | 4060.6896 | 1448.9037 | 16211.2817 | 523.6838 | 38.4503 | 694.6401 | 1256.7742 | 428.5763 | 118.2759 | 462.0833 | 1008.9355 | 13945.5721
9 | 258 | 8 | 10699.2642 | 4156.9642 | 1452.3388 | 16308.5672 | 281.1228 | 19.123 | 478.9705 | 779.2163 | 911.4203 | 502.3248 | 1171.9871 | 2585.7322 | 12943.6187
9 | 258 | 9 | 10658.0822 | 4259.2614 | 1431.9156 | 16349.2591 | 86.1715 | 0 | 177.3999 | 263.5714 | 292.2111 | 766.7062 | 987.3069 | 2046.2242 | 14039.4635
9 | 258 | 10 | 10607.4879 | 4307.0187 | 1425.1903 | 16339.6969 | 23.2408 | 0 | 85.4847 | 108.7255 | 520.414 | 829.3229 | 1042.9661 | 2392.7031 | 13838.2682
9 | 258 | 11 | 10582.4137 | 4375.4515 | 1422.0683 | 16379.9335 | 11.4111 | 0 | 54.302 | 65.713 | 951.7733 | 798.7103 | 1167.4955 | 2917.9791 | 13396.2414
9 | 258 | 12 | 10531.118 | 4423.1459 | 1421.9892 | 16376.2531 | 1.543 | 0 | 54.645 | 56.188 | 1863.1935 | 809.8422 | 1449.1373 | 4122.1731 | 12197.892
9 | 258 | 13 | 10574.5787 | 4464.7619 | 1421.495 | 16460.8356 | 3.1492 | 0 | 76.8456 | 79.9948 | 1749.0921 | 776.4467 | 1592.4807 | 4118.0195 | 12262.8214
9 | 258 | 14 | 10694.4484 | 4509.9545 | 1438.6767 | 16643.0796 | 30.7105 | 0 | 121.8753 | 152.5858 | 1964.7717 | 804.2763 | 1647.7025 | 4416.7505 | 12073.7434
9 | 258 | 15 | 10865.8871 | 4497.8573 | 1471.8601 | 16835.6046 | 110.2586 | 0 | 184.3561 | 294.6147 | 2518.5813 | 855.7611 | 1715.3433 | 5089.6857 | 11451.3042
9 | 258 | 16 | 11005.8907 | 4439.4755 | 1501.2375 | 16946.6036 | 136.0372 | 31.0267 | 253.5361 | 420.6 | 2589.5469 | 861.327 | 1705.7071 | 5156.5809 | 11369.4227
9 | 258 | 17 | 11098.3321 | 4433.0347 | 1506.1128 | 17037.4796 | 126.002 | 107.2639 | 373.5717 | 606.8376 | 1945.2909 | 766.7062 | 1427.1073 | 4139.1045 | 12291.5375
9 | 258 | 18 | 10669.6461 | 4255.581 | 1461.5279 | 16386.7549 | 137.1456 | 286.7642 | 753.0599 | 1176.9697 | 958.7307 | 345.0874 | 565.3237 | 1869.1418 | 13340.6434
9 | 258 | 19 | 10018.3266 | 3969.6672 | 1396.6089 | 15384.6028 | 277.3245 | 545.2218 | 1478.0294 | 2300.5756 | 0 | 0 | 0 | 0 | 13084.0271
9 | 258 | 20 | 9200.7593 | 3617.9185 | 1325.4327 | 14144.1104 | 692.4443 | 1204.3139 | 2275.6571 | 4172.4153 | 0 | 0 | 0 | 0 | 9971.6952
9 | 258 | 21 | 8464.5764 | 3296.0886 | 1267.4433 | 13028.1083 | 965.0368 | 938.2095 | 2470.7363 | 4373.9826 | 0 | 0 | 0 | 0 | 8654.1257
9 | 258 | 22 | 7933.6526 | 3061.2565 | 1223.6503 | 12218.5594 | 1028.0623 | 774.0956 | 2321.7796 | 4123.9375 | 0 | 0 | 0 | 0 | 8094.622
9 | 258 | 23 | 7626.9521 | 2908.8379 | 1198.9814 | 11734.7713 | 1033.476 | 693.2959 | 2238.872 | 3965.6439 | 0 | 0 | 0 | 0 | 7769.1274
9 | 258 | 24 | 7427.8012 | 2811.0304 | 1183.4276 | 11422.2592 | 921.4215 | 664.1304 | 1970.8558 | 3556.4077 | 0 | 0 | 0 | 0 | 7865.8515
9 | 259 | 1 | 7355.0994 | 2767.454 | 1176.2948 | 11298.8482 | 823.4478 | 560.5555 | 1723.7809 | 3107.7842 | 0 | 0 | 0 | 0 | 8191.0641
9 | 259 | 2 | 7491.8158 | 2795.4634 | 1206.4383 | 11493.7175 | 731.8142 | 496.253 | 1488.4647 | 2716.532 | 0 | 0 | 0 | 0 | 8777.1855
9 | 259 | 3 | 8019.7492 | 2964.4789 | 1257.4898 | 12241.718 | 668.7454 | 409.0037 | 1111.0916 | 2188.8407 | 0 | 0 | 0 | 0 | 10052.8773
9 | 259 | 4 | 8983.4684 | 3303.6923 | 1334.3433 | 13621.504 | 692.1572 | 299.3867 | 869.8853 | 1861.4292 | 0 | 0 | 0 | 0 | 11760.0748
9 | 259 | 5 | 9618.0128 | 3532.4252 | 1392.2729 | 14542.7109 | 699.6714 | 147.0418 | 692.1876 | 1538.9008 | 0 | 0 | 0 | 0 | 13003.8101
9 | 259 | 6 | 9962.0117 | 3658.1297 | 1418.787 | 15038.9285 | 563.4278 | 71.3932 | 572.4637 | 1207.2847 | 0 | 0 | 0 | 0 | 13831.6437
9 | 259 | 7 | 10122.4247 | 3702.9096 | 1431.0362 | 15256.3705 | 416.5106 | 78.6854 | 443.0439 | 938.2399 | 395.1807 | 133.5822 | 338.1626 | 866.9255 | 13451.205
9 | 259 | 8 | 10158.0664 | 3743.779 | 1430.1902 | 15332.0356 | 258.9991 | 68.1561 | 250.2375 | 577.3927 | 1807.5344 | 595.554 | 655.1749 | 3058.2633 | 11696.3797
9 | 259 | 9 | 10139.7206 | 3760.9952 | 1425.9841 | 15326.6999 | 96.8407 | 0 | 104.9558 | 201.7965 | 2351.6036 | 851.5866 | 830.8168 | 4034.007 | 11090.8964
9 | 259 | 10 | 10115.0199 | 3764.5422 | 1417.7366 | 15297.2988 | 35.5628 | 0 | 64.8636 | 100.4263 | 2546.4108 | 866.8929 | 1132.0273 | 4545.331 | 10651.5414
9 | 259 | 11 | 10149.0479 | 3862.8519 | 1407.4973 | 15419.3971 | 74.5292 | 0 | 69.3018 | 143.8311 | 2460.1391 | 840.4547 | 1531.4848 | 4832.0786 | 10443.4874
9 | 259 | 12 | 10150.1289 | 3917.3266 | 1403.4615 | 15470.917 | 90.3789 | 0 | 51.9974 | 142.3763 | 2339.0802 | 807.0592 | 1088.3822 | 4234.5216 | 11094.0192
9 | 259 | 13 | 10213.2197 | 3968.5712 | 1404.3605 | 15586.1514 | 62.4662 | 0 | 41.0693 | 103.5355 | 2234.7191 | 797.3189 | 1434.3728 | 4466.4108 | 11016.2051
9 | 259 | 14 | 10349.0218 | 4020.816 | 1424.5098 | 15794.3477 | 11.8854 | 0 | 20.8794 | 32.7648 | 2188.8002 | 697.1322 | 1115.3738 | 4001.3062 | 11760.2767
9 | 259 | 15 | 10516.9322 | 4051.2744 | 1453.7864 | 16021.993 | 5.6931 | 0 | 6.3717 | 12.0648 | 2496.3176 | 748.617 | 1614.3694 | 4859.3039 | 11150.6243
9 | 259 | 16 | 10735.7095 | 4087.2014 | 1478.2752 | 16301.1861 | 35.5787 | 14.1184 | 0 | 49.697 | 2481.0113 | 539.8948 | 1571.5669 | 4592.473 | 11659.0161
9 | 259 | 17 | 10888.1532 | 4144.3204 | 1490.8725 | 16523.3462 | 149.0617 | 150.4287 | 82.8509 | 382.3413 | 2128.9666 | 765.3148 | 1250.0604 | 4144.3417 | 11996.6631
9 | 259 | 18 | 10492.2926 | 4019.309 | 1449.3834 | 15960.985 | 449.2554 | 374.8888 | 233.3904 | 1057.5346 | 862.7185 | 335.347 | 454.5678 | 1652.6333 | 13250.8171
9 | 259 | 19 | 9874.7014 | 3774.8075 | 1384.272 | 15033.7809 | 2564.5642 | 1327.1821 | 396.5311 | 4288.2775 | 0 | 0 | 0 | 0 | 10745.5034
9 | 259 | 20 | 9096.7118 | 3473.8581 | 1311.7506 | 13882.3205 | 3466.9882 | 1624.6925 | 457.9574 | 5549.6381 | 0 | 0 | 0 | 0 | 8332.6825
9 | 259 | 21 | 8366.7717 | 3178.5283 | 1258.309 | 12803.609 | 3409.8183 | 1177.1625 | 649.7084 | 5236.6892 | 0 | 0 | 0 | 0 | 7566.9198
9 | 259 | 22 | 7850.93 | 2964.2178 | 1219.7792 | 12034.9269 | 2984.5865 | 990.1091 | 1225.5962 | 5200.2918 | 0 | 0 | 0 | 0 | 6834.6351
9 | 259 | 23 | 7517.3604 | 2838.8274 | 1196.5925 | 11552.7803 | 3297.5526 | 931.1094 | 1910.0034 | 6138.6654 | 0 | 0 | 0 | 0 | 5414.115
9 | 259 | 24 | 7336.2393 | 2761.8289 | 1182.3274 | 11280.3956 | 3381.8226 | 696.1091 | 2365.8997 | 6443.8314 | 0 | 0 | 0 | 0 | 4836.5642
9 | 260 | 1 | 7267.4684 | 2728.6444 | 1172.4105 | 11168.5233 | 3326.7275 | 515.7884 | 2769.1649 | 6611.6808 | 0 | 0 | 0 | 0 | 4556.8425
9 | 260 | 2 | 7387.812 | 2760.3375 | 1197.5054 | 11345.655 | 3125.3552 | 477.8327 | 2768.783 | 6371.9709 | 0 | 0 | 0 | 0 | 4973.6841
9 | 260 | 3 | 7895.059 | 2934.794 | 1248.0711 | 12077.9241 | 3241.6082 | 490.5389 | 2782.102 | 6514.2492 | 0 | 0 | 0 | 0 | 5563.6749
9 | 260 | 4 | 8848.3158 | 3290.6222 | 1340.8338 | 13479.7718 | 3623.5577 | 582.5201 | 2701.6703 | 6907.7481 | 0 | 0 | 0 | 0 | 6572.0236
9 | 260 | 5 | 9504.5921 | 3548.6228 | 1403.8652 | 14457.08 | 4321.0654 | 635.3055 | 2609.4944 | 7565.8653 | 0 | 0 | 0 | 0 | 6891.2147
9 | 260 | 6 | 9871.1227 | 3701.5931 | 1438.3613 | 15011.0771 | 4743.1627 | 684.3728 | 2764.7145 | 8192.25 | 0 | 0 | 0 | 0 | 6818.8271
9 | 260 | 7 | 10037.1293 | 3767.153 | 1462.7245 | 15267.0068 | 5126.8454 | 558.5203 | 2734.8792 | 8420.2448 | 436.9252 | 82.0974 | 358.7015 | 877.724 | 5969.038
9 | 260 | 8 | 10067.7087 | 3826.451 | 1467.7792 | 15361.9389 | 4193.3431 | 237.5751 | 2257.5684 | 6688.4866 | 1031.0877 | 357.6107 | 1155.898 | 2544.5965 | 6128.8559
9 | 260 | 9 | 10067.2788 | 3857.0988 | 1460.4509 | 15384.8285 | 2536.0138 | 66.7919 | 1698.9214 | 4301.7271 | 2229.1532 | 815.4081 | 1212.812 | 4257.3733 | 6825.7281
9 | 260 | 10 | 10114.2707 | 3837.9776 | 1455.2038 | 15407.4521 | 2117.4912 | 169.2821 | 1515.8427 | 3802.6159 | 2540.845 | 602.5114 | 1351.7055 | 4495.0619 | 7109.7742
9 | 260 | 11 | 10234.5221 | 3843.6748 | 1452.8085 | 15531.0054 | 1969.3662 | 232.2372 | 1446.9785 | 3648.5819 | 2440.6584 | 684.6089 | 1565.0261 | 4690.2933 | 7192.1301
9 | 260 | 12 | 10216.2834 | 3838.123 | 1443.6494 | 15498.0558 | 2047.353 | 312.8182 | 1499.0327 | 3859.2038 | 2204.1066 | 697.1322 | 1472.3386 | 4373.5773 | 7265.2746
9 | 260 | 13 | 10260.4064 | 3828.7212 | 1443.8307 | 15532.9584 | 2659.5878 | 474.4579 | 1712.3653 | 4846.411 | 1850.6703 | 581.6392 | 1142.6337 | 3574.9432 | 7111.6041
9 | 260 | 14 | 10354.5792 | 3834.7799 | 1449.9375 | 15639.2966 | 3456.1777 | 523.2834 | 1735.5824 | 5715.0435 | 1654.4713 | 424.4018 | 1396.7403 | 3475.6135 | 6448.6397
9 | 260 | 15 | 10488.6936 | 3878.2811 | 1471.0055 | 15837.9803 | 4190.4814 | 445.0495 | 1999.106 | 6634.6369 | 1705.9562 | 423.0103 | 1378.2343 | 3507.2008 | 5696.1425
9 | 260 | 16 | 10581.229 | 3924.7811 | 1493.0127 | 15999.0227 | 5575.0015 | 532.9067 | 2123.8613 | 8231.7694 | 1320.5159 | 303.3429 | 1402.1395 | 3025.9983 | 4741.255
9 | 260 | 17 | 10646.6355 | 3975.2182 | 1481.2234 | 16103.0771 | 6496.0222 | 521.9761 | 2886.7395 | 9904.7379 | 900.2885 | 292.2111 | 793.5756 | 1986.0752 | 4212.2641
9 | 260 | 18 | 10297.1213 | 3874.6963 | 1441.0862 | 15612.9038 | 7203.3511 | 1127.4576 | 4011.6103 | 12342.4189 | 232.3774 | 73.7485 | 228.3651 | 534.491 | 2735.9938
9 | 260 | 19 | 9849.2868 | 3716.049 | 1384.4999 | 14949.8358 | 8489.1193 | 1951.9455 | 4227.188 | 14668.2527 | 0 | 0 | 0 | 0 | 281.583
9 | 260 | 20 | 9259.1093 | 3491.1831 | 1325.1395 | 14075.4319 | 9913.0845 | 2471.4246 | 4188.8235 | 16573.3326 | 0 | 0 | 0 | 0 | -2497.9007
9 | 260 | 21 | 8630.2242 | 3264.2579 | 1264.6209 | 13159.103 | 10030.0175 | 2453.1161 | 4120.4201 | 16603.5537 | 0 | 0 | 0 | 0 | -3444.4507
9 | 260 | 22 | 8136.6758 | 3070.2196 | 1214.6573 | 12421.5526 | 9691.2864 | 2393.2222 | 4028.3791 | 16112.8876 | 0 | 0 | 0 | 0 | -3691.335
9 | 260 | 23 | 7850.1421 | 2952.3505 | 1189.7644 | 11992.2569 | 9587.1592 | 2262.3365 | 3979.7059 | 15829.2016 | 0 | 0 | 0 | 0 | -3836.9447
9 | 260 | 24 | 7688.112 | 2884.7771 | 1176.0368 | 11748.9259 | 9586.1356 | 1845.4546 | 4125.1494 | 15556.7396 | 0 | 0 | 0 | 0 | -3807.8137
9 | 261 | 1 | 7607.7555 | 2848.3983 | 1170.9015 | 11627.0552 | 9265.3608 | 1630.5094 | 4255.8899 | 15151.7601 | 0 | 0 | 0 | 0 | -3524.7049
9 | 261 | 2 | 7630.2952 | 2842.7611 | 1188.4899 | 11661.5463 | 8490.5046 | 1706.816 | 4093.2261 | 14290.5467 | 0 | 0 | 0 | 0 | -2629.0004
9 | 261 | 3 | 7818.8214 | 2902.6899 | 1210.7152 | 11932.2265 | 7429.1955 | 2118.0139 | 3810.7282 | 13357.9376 | 0 | 0 | 0 | 0 | -1425.711
9 | 261 | 4 | 8193.162 | 3013.5523 | 1251.9746 | 12458.6889 | 6634.2286 | 2550.6452 | 3682.8214 | 12867.6952 | 0 | 0 | 0 | 0 | -409.0063
9 | 261 | 5 | 8547.5124 | 3138.6165 | 1292.1723 | 12978.3013 | 6398.7906 | 3305.9172 | 3796.9713 | 13501.6791 | 0 | 0 | 0 | 0 | -523.3779
9 | 261 | 6 | 8949.7194 | 3305.0891 | 1342.0333 | 13596.8419 | 5394.0362 | 3359.0741 | 3834.8039 | 12587.9143 | 0 | 0 | 0 | 0 | 1008.9276
9 | 261 | 7 | 9193.3697 | 3429.9408 | 1374.7633 | 13998.0737 | 5081.1981 | 2997.697 | 3653.2053 | 11732.1004 | 155.8459 | 0 | 115.1342 | 270.9801 | 1994.9932
9 | 261 | 8 | 9188.0979 | 3459.461 | 1381.5587 | 14029.1176 | 5171.5651 | 3370.9895 | 3331.9821 | 11874.5367 | 140.5396 | 4.1744 | 293.5057 | 438.2197 | 1716.3612
9 | 261 | 9 | 9137.6673 | 3445.3762 | 1375.1384 | 13958.1818 | 3670.0898 | 3372.254 | 2775.2373 | 9817.581 | 175.3267 | 22.2637 | 522.4868 | 720.0772 | 3420.5236
9 | 261 | 10 | 9066.718 | 3449.7412 | 1373.3968 | 13889.856 | 3880.4443 | 3372.254 | 1520.0547 | 8772.753 | 143.3226 | 23.6552 | 455.9086 | 622.8864 | 4494.2166
9 | 261 | 11 | 9056.3897 | 3445.0342 | 1363.0873 | 13864.5112 | 3696.0485 | 3340.3324 | 635.2264 | 7671.6073 | 180.8926 | 93.2293 | 380.4606 | 654.5824 | 5538.3216
9 | 261 | 12 | 9046.2681 | 3457.3901 | 1355.9691 | 13859.6273 | 2809.2529 | 2809.504 | 417.3424 | 6036.0994 | 606.6859 | 139.1481 | 760.7934 | 1506.6274 | 6316.9005
9 | 261 | 13 | 9128.183 | 3447.6484 | 1356.0619 | 13931.8933 | 1781.508 | 1792.1176 | 229.2878 | 3802.9134 | 606.6859 | 55.6593 | 793.2975 | 1455.6426 | 8673.3373
9 | 261 | 14 | 9278.4763 | 3472.2 | 1374.0266 | 14124.7029 | 1672.2869 | 1240.7849 | 252.1531 | 3165.2249 | 530.1544 | 153.063 | 951.4426 | 1634.66 | 9324.818
9 | 261 | 15 | 9497.0929 | 3507.1717 | 1395.938 | 14400.2025 | 1941.072 | 624.0667 | 259.1268 | 2824.2654 | 711.047 | 178.1096 | 1203.8497 | 2093.0063 | 9482.9307
9 | 261 | 16 | 9680.632 | 3549.5722 | 1414.5732 | 14644.7774 | 1546.2164 | 456.7367 | 528.1958 | 2531.149 | 976.8199 | 160.0204 | 1057.4897 | 2194.33 | 9919.2985
9 | 261 | 17 | 9772.0156 | 3578.4787 | 1417.481 | 14767.9754 | 1467.811 | 320.5977 | 665.3351 | 2453.7439 | 911.4203 | 168.3692 | 922.6011 | 2002.3907 | 10311.8409
9 | 261 | 18 | 9456.9653 | 3471.7079 | 1382.8593 | 14311.5325 | 2116.5294 | 196.3274 | 1168.8181 | 3481.6749 | 428.5763 | 73.7485 | 274.9716 | 777.2964 | 10052.5612
9 | 261 | 19 | 8994.8658 | 3319.973 | 1339.2623 | 13654.1012 | 2746.9887 | 191.028 | 2407.6651 | 5345.6818 | 0 | 0 | 0 | 0 | 8308.4194
9 | 261 | 20 | 8448.0504 | 3129.7519 | 1289.4441 | 12867.2463 | 3339.0941 | 379.7609 | 2222.122 | 5940.977 | 0 | 0 | 0 | 0 | 6926.2693
9 | 261 | 21 | 7873.4957 | 2917.8702 | 1237.9708 | 12029.3367 | 4575.2139 | 484.7452 | 1937.0756 | 6997.0347 | 0 | 0 | 0 | 0 | 5032.302
9 | 261 | 22 | 7398.2065 | 2736.46 | 1201.76 | 11336.4265 | 5034.6745 | 897.3134 | 3111.9508 | 9043.9386 | 0 | 0 | 0 | 0 | 2292.4879
9 | 261 | 23 | 7078.501 | 2618.7121 | 1173.5561 | 10870.7692 | 6129.4571 | 1007.3124 | 3293.3882 | 10430.1578 | 0 | 0 | 0 | 0 | 440.6114
9 | 261 | 24 | 6870.7012 | 2541.5028 | 1164.9246 | 10577.1285 | 6738.2148 | 1643.9971 | 3326.424 | 11708.6359 | 0 | 0 | 0 | 0 | -1131.5074
9 | 262 | 1 | 6765.1554 | 2497.359 | 1165.1911 | 10427.7055 | 6810.4024 | 1943.1884 | 3199.4363 | 11953.027 | 0 | 0 | 0 | 0 | -1525.3215
9 | 262 | 2 | 6748.5877 | 2489.3501 | 1165.8872 | 10403.825 | 6546.9673 | 2526.5351 | 3004.2927 | 12077.7951 | 0 | 0 | 0 | 0 | -1673.97
9 | 262 | 3 | 6857.1441 | 2514.0897 | 1178.6937 | 10549.9275 | 5681.5324 | 2729.795 | 2870.4895 | 11281.8169 | 0 | 0 | 0 | 0 | -731.8895
9 | 262 | 4 | 7092.7625 | 2588.6146 | 1209.9362 | 10891.3133 | 5315.2241 | 2770.6131 | 2430.2056 | 10516.0428 | 0 | 0 | 0 | 0 | 375.2705
9 | 262 | 5 | 7421.8735 | 2708.1804 | 1273.2054 | 11403.2593 | 4711.6196 | 3007.6679 | 2272.5407 | 9991.8282 | 0 | 0 | 0 | 0 | 1411.4311
9 | 262 | 6 | 7828.8229 | 2901.7521 | 1330.2197 | 12060.7947 | 4129.3794 | 2895.9868 | 2088.0788 | 9113.4451 | 0 | 0 | 0 | 0 | 2947.3496
9 | 262 | 7 | 8110.9322 | 3061.9249 | 1352.1486 | 12525.0057 | 3780.0454 | 2630.4738 | 2047.7549 | 8458.274 | 377.0915 | 87.6633 | 188.5122 | 653.267 | 3413.4647
9 | 262 | 8 | 8306.6689 | 3168.2946 | 1359.8661 | 12834.8296 | 2373.4961 | 2059.6035 | 1421.1585 | 5854.2581 | 507.8907 | 335.347 | 413.9231 | 1257.1609 | 5723.4107
9 | 262 | 9 | 8466.1196 | 3203.4583 | 1359.2937 | 13028.8716 | 1506.7396 | 967.2374 | 938.6609 | 3412.638 | 173.9352 | 54.2678 | 492.2492 | 720.4522 | 8895.7815
9 | 262 | 10 | 8568.0006 | 3224.3941 | 1360.6823 | 13153.077 | 1277.1346 | 589.1512 | 696.4375 | 2562.7232 | 297.777 | 114.1015 | 248.8786 | 660.7571 | 9929.5966
9 | 262 | 11 | 8617.0614 | 3229.4913 | 1349.5451 | 13196.0977 | 1069.0794 | 451.7424 | 606.0431 | 2126.8649 | 591.3796 | 288.0367 | 501.9778 | 1381.3941 | 9687.8387
9 | 262 | 12 | 8638.5535 | 3253.4013 | 1346.8922 | 13238.8471 | 790.6127 | 368.2267 | 609.6229 | 1768.4622 | 684.6089 | 411.8785 | 758.7306 | 1855.218 | 9615.1668
9 | 262 | 13 | 8772.9728 | 3277.4301 | 1358.6999 | 13409.1027 | 666.3936 | 374.3561 | 533.7463 | 1574.496 | 665.1281 | 461.9718 | 698.4268 | 1825.5267 | 10009.08
9 | 262 | 14 | 9075.2792 | 3346.6489 | 1387.2066 | 13809.1347 | 685.2847 | 277.6861 | 560.0901 | 1523.0609 | 655.3877 | 473.1037 | 482.3141 | 1610.8055 | 10675.2683
9 | 262 | 15 | 9443.2336 | 3433.2279 | 1422.7614 | 14299.2228 | 697.9554 | 224.682 | 678.6984 | 1601.3358 | 473.1037 | 356.2193 | 568.7689 | 1398.0918 | 11299.7952
9 | 262 | 16 | 9764.9975 | 3521.6608 | 1455.2859 | 14741.9442 | 778.4778 | 188.8735 | 738.8683 | 1706.2196 | 679.0429 | 684.6089 | 481.256 | 1844.9078 | 11190.8168
9 | 262 | 17 | 9929.6697 | 3595.9545 | 1458.857 | 14984.4812 | 1132.0305 | 229.1645 | 977.2415 | 2338.4366 | 201.7648 | 701.3066 | 133.8902 | 1036.9617 | 11609.083
9 | 262 | 18 | 9560.0363 | 3480.1562 | 1408.6288 | 14448.8213 | 1862.6851 | 629.3225 | 1204.9193 | 3696.9269 | 498.1503 | 271.3389 | 142.7555 | 912.2447 | 9839.6497
9 | 262 | 19 | 8980.717 | 3282.7287 | 1345.2711 | 13608.7168 | 4115.3674 | 1612.6417 | 1633.4278 | 7361.4369 | 0 | 0 | 0 | 0 | 6247.2799
9 | 262 | 20 | 8349.5096 | 3042.5717 | 1282.2473 | 12674.3285 | 4849.612 | 2534.6296 | 1786.211 | 9170.4525 | 0 | 0 | 0 | 0 | 3503.876
9 | 262 | 21 | 7730.0476 | 2810.4969 | 1226.5024 | 11767.0469 | 4907.4225 | 2478.6527 | 1599.709 | 8985.7842 | 0 | 0 | 0 | 0 | 2781.2627
9 | 262 | 22 | 7277.4045 | 2651.1948 | 1197.1758 | 11125.7752 | 4065.2044 | 1947.0151 | 1311.9152 | 7324.1347 | 0 | 0 | 0 | 0 | 3801.6405
9 | 262 | 23 | 7002.4138 | 2553.5026 | 1175.3729 | 10731.2893 | 3655.0271 | 1157.9283 | 1223.7151 | 6036.6705 | 0 | 0 | 0 | 0 | 4694.6189
9 | 262 | 24 | 6858.5332 | 2498.4488 | 1168.6911 | 10525.6731 | 3305.7195 | 811.3577 | 1170.186 | 5287.2632 | 0 | 0 | 0 | 0 | 5238.4099
9 | 263 | 1 | 6813.323 | 2484.5546 | 1174.2132 | 10472.0908 | 2892.4531 | 564.0952 | 1186.0523 | 4642.6006 | 0 | 0 | 0 | 0 | 5829.4902
9 | 263 | 2 | 6996.8448 | 2526.0937 | 1191.5326 | 10714.4711 | 2572.1695 | 405.8409 | 1057.7963 | 4035.8067 | 0 | 0 | 0 | 0 | 6678.6643
9 | 263 | 3 | 7585.7808 | 2713.5537 | 1244.5383 | 11543.8728 | 2170.3483 | 493.8798 | 1025.9405 | 3690.1686 | 0 | 0 | 0 | 0 | 7853.7042
9 | 263 | 4 | 8614.1113 | 3066.5534 | 1346.8555 | 13027.5202 | 2002.0113 | 731.8497 | 999.3701 | 3733.231 | 0 | 0 | 0 | 0 | 9294.2892
9 | 263 | 5 | 9281.8213 | 3309.0927 | 1401.7021 | 13992.6161 | 2002.3002 | 540.0714 | 1020.5854 | 3562.957 | 0 | 0 | 0 | 0 | 10429.6591
9 | 263 | 6 | 9582.4699 | 3434.2146 | 1434.324 | 14451.0086 | 2083.4977 | 718.3064 | 832.8425 | 3634.6467 | 0 | 0 | 0 | 0 | 10816.3619
9 | 263 | 7 | 9686.5857 | 3524.9156 | 1436.4177 | 14647.919 | 2395.2857 | 812.8001 | 901.5252 | 4109.611 | 329.7811 | 33.3956 | 144.6724 | 507.849 | 10030.459
9 | 263 | 8 | 9723.0927 | 3578.4372 | 1433.687 | 14735.2169 | 1162.4373 | 478.5265 | 527.0156 | 2167.9794 | 1327.4733 | 342.3044 | 82.9263 | 1752.704 | 10814.5335
9 | 263 | 9 | 9692.6979 | 3574.0203 | 1425.806 | 14692.5242 | 733.7913 | 251.2216 | 206.6633 | 1191.6762 | 1781.0962 | 862.7185 | 188.033 | 2831.8477 | 10669.0003
9 | 263 | 10 | 9606.0807 | 3545.6134 | 1413.2843 | 14564.9784 | 549.9005 | 215.2848 | 29.8572 | 795.0425 | 1793.6195 | 594.1625 | 570.7067 | 2958.4887 | 10811.4472
9 | 263 | 11 | 9574.4247 | 3565.4859 | 1410.8341 | 14550.7446 | 317.1294 | 198.6438 | 1.6988 | 517.472 | 1383.1325 | 804.2763 | 750.5648 | 2937.9735 | 11095.299
9 | 263 | 12 | 9503.248 | 3556.8418 | 1402.1125 | 14462.2024 | 217.2177 | 190.8675 | 4.5698 | 412.6549 | 1188.3251 | 775.0551 | 730.9173 | 2694.2975 | 11355.2499
9 | 263 | 13 | 9574.3189 | 3543.9934 | 1409.6092 | 14527.9214 | 147.4222 | 83.5205 | 15.0802 | 246.023 | 1216.1547 | 800.1018 | 792.3092 | 2808.5657 | 11473.3327
9 | 263 | 14 | 9787.8565 | 3590.6918 | 1433.1106 | 14811.659 | 114.9247 | 29.2952 | 0.89538 | 145.1153 | 1426.2684 | 385.4404 | 626.6649 | 2438.3737 | 12228.17
9 | 263 | 15 | 10141.5119 | 3674.3235 | 1466.4198 | 15282.2552 | 112.3479 | 17.1023 | 2.5318 | 131.982 | 1086.747 | 400.7466 | 521.329 | 2008.8226 | 13141.4506
9 | 263 | 16 | 10530.6845 | 3784.247 | 1515.2999 | 15830.2313 | 95.1587 | 1.5202 | 3.1347 | 99.8136 | 1114.5766 | 491.1929 | 614.9125 | 2220.682 | 13509.7358
9 | 263 | 17 | 10618.9751 | 3846.0128 | 1524.7304 | 15989.7184 | 89.7515 | 0 | 1.0895 | 90.841 | 692.9577 | 335.347 | 446.2651 | 1474.5699 | 14424.3075
9 | 263 | 18 | 10157.245 | 3697.2756 | 1469.856 | 15324.3766 | 355.1748 | 46.676 | 4.0345 | 405.8853 | 384.0489 | 210.1137 | 41.4736 | 635.6361 | 14282.8552
9 | 263 | 19 | 9488.9096 | 3450.5308 | 1399.71 | 14339.1504 | 1548.7859 | 329.8808 | 169.3237 | 2047.9904 | 0 | 0 | 0 | 0 | 12291.1601
9 | 263 | 20 | 8676.8405 | 3158.2707 | 1326.5593 | 13161.6704 | 3041.8827 | 1256.9777 | 354.6742 | 4653.5347 | 0 | 0 | 0 | 0 | 8508.1357
9 | 263 | 21 | 7989.3243 | 2901.0958 | 1263.6036 | 12154.0237 | 3889.9476 | 1302.8799 | 485.5768 | 5678.4042 | 0 | 0 | 0 | 0 | 6475.6195
9 | 263 | 22 | 7484.0395 | 2718.3929 | 1227.7338 | 11430.1662 | 4272.8154 | 2081.675 | 499.1988 | 6853.6891 | 0 | 0 | 0 | 0 | 4576.477
9 | 263 | 23 | 7200.0982 | 2618.9387 | 1220.5796 | 11039.6166 | 4243.1952 | 2041.0972 | 440.3067 | 6724.5992 | 0 | 0 | 0 | 0 | 4315.0174
9 | 263 | 24 | 7037.5544 | 2550.7005 | 1224.6951 | 10812.95 | 4487.9544 | 1776.7027 | 419.2818 | 6683.9389 | 0 | 0 | 0 | 0 | 4129.0111
9 | 264 | 1 | 6989.2881 | 2532.5059 | 1228.7786 | 10750.5725 | 4618.6931 | 1470.5499 | 430.7476 | 6519.9906 | 0 | 0 | 0 | 0 | 4230.5819
9 | 264 | 2 | 7156.6487 | 2568.7141 | 1246.9661 | 10972.3289 | 4768.8597 | 1253.9124 | 550.9977 | 6573.7699 | 0 | 0 | 0 | 0 | 4398.559
9 | 264 | 3 | 7736.8422 | 2759.2233 | 1305.7478 | 11801.8133 | 4843.2656 | 784.1573 | 850.4448 | 6477.8677 | 0 | 0 | 0 | 0 | 5323.9456
9 | 264 | 4 | 8792.7372 | 3138.8124 | 1405.6563 | 13337.206 | 5122.8267 | 1029.9255 | 1308.9625 | 7461.7147 | 0 | 0 | 0 | 0 | 5875.4912
9 | 264 | 5 | 9480.1635 | 3417.584 | 1460.9149 | 14358.6624 | 5759.2007 | 1331.5313 | 1691.3561 | 8782.0882 | 0 | 0 | 0 | 0 | 5576.5743
9 | 264 | 6 | 9873.4188 | 3577.0441 | 1494.1389 | 14944.6018 | 6595.4037 | 1389.8097 | 1950.1094 | 9935.3228 | 0 | 0 | 0 | 0 | 5009.2789
9 | 264 | 7 | 10091.2955 | 3667.57 | 1503.7215 | 15262.587 | 7551.7379 | 1240.3592 | 2244.031 | 11036.1282 | 264.3815 | 0 | 15.0979 | 279.4794 | 3946.9795
9 | 264 | 8 | 10188.4548 | 3738.3037 | 1498.0849 | 15424.8433 | 7558.2865 | 1345.7565 | 2388.8769 | 11292.9199 | 1011.607 | 18.0893 | 93.8081 | 1123.5044 | 3008.419
9 | 264 | 9 | 10224.2375 | 3768.1393 | 1490.6378 | 15483.0146 | 7373.9061 | 1228.4096 | 2481.0662 | 11083.3819 | 1292.6862 | 87.6633 | 272.6633 | 1653.0129 | 2746.6198
9 | 264 | 10 | 10399.2002 | 3816.718 | 1494.5416 | 15710.4598 | 7093.8746 | 1505.7509 | 3267.6293 | 11867.2549 | 1278.7714 | 299.1685 | 421.3344 | 1999.2743 | 1843.9306
9 | 264 | 11 | 10341.9974 | 3804.7802 | 1489.1384 | 15635.9161 | 7280.9192 | 1652.4042 | 3928.3846 | 12861.708 | 1573.7655 | 357.6107 | 382.565 | 2313.9412 | 460.2669
9 | 264 | 12 | 10308.856 | 3799.6121 | 1484.0347 | 15592.5029 | 8412.4152 | 1991.528 | 4131.6362 | 14535.5793 | 1306.601 | 342.3044 | 473.6318 | 2122.5373 | -1065.6137
9 | 264 | 13 | 10409.4582 | 3820.4195 | 1492.1359 | 15722.0137 | 9005.3038 | 2346.9112 | 4033.2857 | 15385.5007 | 1166.0614 | 225.42 | 283.5243 | 1675.0057 | -1338.4927
9 | 264 | 14 | 10583.7524 | 3881.7185 | 1513.818 | 15979.2889 | 9736.0449 | 2447.5182 | 4032.685 | 16216.2481 | 974.0369 | 276.9048 | 244.0881 | 1495.0299 | -1731.989
9 | 264 | 15 | 10925.1807 | 3990.8544 | 1561.2554 | 16477.2905 | 10333.9181 | 2827.5186 | 4100.4757 | 17261.9124 | 999.0836 | 179.5011 | 368.2217 | 1546.8064 | -2331.4283
9 | 264 | 16 | 11112.6202 | 4064.596 | 1587.4168 | 16764.633 | 10646.4463 | 3141.8606 | 4146.2289 | 17934.5358 | 425.7933 | 139.1481 | 134.4736 | 699.4151 | -1869.3179
9 | 264 | 17 | 11026.5628 | 4050.7854 | 1563.5254 | 16640.8736 | 10928.8512 | 3355.7082 | 4255.7138 | 18540.2732 | 239.3348 | 68.1826 | 264.7683 | 572.2857 | -2471.6853
9 | 264 | 18 | 10577.5457 | 3892.668 | 1487.034 | 15957.2478 | 10951.8724 | 3372.254 | 4188.5949 | 18512.7213 | 439.7081 | 109.927 | 219.4373 | 769.0725 | -3324.546
9 | 264 | 19 | 9919.8927 | 3648.7227 | 1400.6154 | 14969.2308 | 10956.2974 | 3372.254 | 4034.9317 | 18363.4831 | 0 | 0 | 0 | 0 | -3394.2523
9 | 264 | 20 | 9129.8451 | 3349.5035 | 1330.7577 | 13810.1063 | 10955.556 | 3372.254 | 4234.9254 | 18562.7353 | 0 | 0 | 0 | 0 | -4752.6291
9 | 264 | 21 | 8459.4092 | 3080.3586 | 1276.4532 | 12816.221 | 10872.5991 | 3372.254 | 4051.0527 | 18295.9057 | 0 | 0 | 0 | 0 | -5479.6847
9 | 264 | 22 | 7971.7342 | 2894.556 | 1231.8839 | 12098.1741 | 10654.3124 | 3372.254 | 4235.4292 | 18261.9956 | 0 | 0 | 0 | 0 | -6163.8215
9 | 264 | 23 | 7676.8169 | 2790.7285 | 1198.795 | 11666.3403 | 10222.9899 | 3372.254 | 3967.9626 | 17563.2065 | 0 | 0 | 0 | 0 | -5896.8661
9 | 264 | 24 | 7506.4638 | 2732.2431 | 1184.5017 | 11423.2086 | 10162.3515 | 3372.254 | 4224.0112 | 17758.6167 | 0 | 0 | 0 | 0 | -6335.4081
9 | 265 | 1 | 7472.0618 | 2713.4579 | 1188.4206 | 11373.9404 | 10821.9803 | 3372.254 | 4091.7806 | 18286.0149 | 0 | 0 | 0 | 0 | -6912.0746
9 | 265 | 2 | 7622.2389 | 2763.3823 | 1206.462 | 11592.0831 | 10788.3138 | 3372.254 | 4263.3913 | 18423.959 | 0 | 0 | 0 | 0 | -6831.876
9 | 265 | 3 | 8225.7946 | 2972.181 | 1256.5676 | 12454.5432 | 10931.7874 | 3372.254 | 4263.3913 | 18567.4326 | 0 | 0 | 0 | 0 | -6112.8894
9 | 265 | 4 | 9379.9766 | 3383.0788 | 1354.0978 | 14117.1533 | 10887.9806 | 3372.254 | 4263.3913 | 18523.6259 | 0 | 0 | 0 | 0 | -4406.4726
9 | 265 | 5 | 10168.3282 | 3687.3482 | 1418.5338 | 15274.2103 | 10797.3044 | 3328.7804 | 3986.3477 | 18112.4326 | 0 | 0 | 0 | 0 | -2838.2223
9 | 265 | 6 | 10636.2331 | 3863.004 | 1459.9695 | 15959.2066 | 10593.5856 | 3372.254 | 3920.5137 | 17886.3533 | 0 | 0 | 0 | 0 | -1927.1467
9 | 265 | 7 | 10900.5484 | 3983.5095 | 1481.2372 | 16365.2951 | 10168.8646 | 3372.254 | 4234.0757 | 17775.1943 | 118.2759 | 23.6552 | 249.087 | 391.0181 | -1800.9172
9 | 265 | 8 | 11109.1754 | 4067.9915 | 1491.2182 | 16668.3852 | 10245.8343 | 3175.302 | 4263.3913 | 17684.5275 | 1476.3617 | 559.3755 | 1042.6671 | 3078.4044 | -4094.5468
9 | 265 | 9 | 11259.7943 | 4121.9391 | 1485.8439 | 16867.5774 | 10167.4463 | 2975.6216 | 4261.1956 | 17404.2636 | 1589.0718 | 617.8177 | 795.9672 | 3002.8568 | -3539.543
9 | 265 | 10 | 11391.6623 | 4161.8608 | 1489.5461 | 17043.0692 | 10043.0345 | 2971.0608 | 4062.94 | 17077.0352 | 1255.1163 | 449.4485 | 1335.9109 | 3040.4757 | -3074.4418
9 | 265 | 11 | 11545.199 | 4198.2548 | 1485.3041 | 17228.7578 | 9467.2006 | 2215.7864 | 4232.5521 | 15915.5391 | 1598.8121 | 363.1767 | 1362.7033 | 3324.6921 | -2011.4734
9 | 265 | 12 | 11589.3334 | 4235.4633 | 1479.3676 | 17304.1643 | 8198.119 | 1771.9339 | 4024.9251 | 13994.9781 | 1527.8466 | 516.2396 | 1299.1491 | 3343.2353 | -34.0491
9 | 265 | 13 | 11736.1005 | 4294.4164 | 1484.8071 | 17515.3241 | 6305.671 | 1144.992 | 3986.7387 | 11437.4017 | 1484.7106 | 610.8603 | 1061.2981 | 3156.8691 | 2921.0533
9 | 265 | 14 | 11938.3774 | 4388.9062 | 1502.9781 | 17830.2617 | 4967.1926 | 797.6617 | 3691.3951 | 9456.2493 | 1818.6662 | 560.767 | 1235.9209 | 3615.3541 | 4758.6583
9 | 265 | 15 | 12181.2929 | 4463.1997 | 1529.7143 | 18174.207 | 3565.3825 | 583.2542 | 3322.6584 | 7471.2951 | 1177.1932 | 275.5133 | 1026.2031 | 2478.9096 | 8224.0023
9 | 265 | 16 | 12409.1779 | 4523.5931 | 1558.3558 | 18491.1267 | 2543.2727 | 514.6141 | 3073.6447 | 6131.5315 | 1245.3758 | 219.8541 | 978.668 | 2443.8979 | 9915.6973
9 | 265 | 17 | 12456.3435 | 4553.1482 | 1548.6142 | 18558.1059 | 2300.4789 | 485.9545 | 2579.0003 | 5365.4337 | 783.404 | 80.7059 | 794.0639 | 1658.1739 | 11534.4983
9 | 265 | 18 | 11976.3709 | 4399.8303 | 1495.8681 | 17872.0693 | 2644.9124 | 906.4841 | 3362.5664 | 6913.9629 | 136.3652 | 22.2637 | 200.5355 | 359.1644 | 10598.942
9 | 265 | 19 | 11286.0179 | 4152.9141 | 1417.8005 | 16856.7325 | 3109.2758 | 1242.7316 | 3769.9075 | 8121.9149 | 0 | 0 | 0 | 0 | 8734.8176
9 | 265 | 20 | 10375.5236 | 3811.5936 | 1352.1416 | 15539.2588 | 3218.0072 | 1058.179 | 2857.9165 | 7134.1027 | 0 | 0 | 0 | 0 | 8405.156
9 | 265 | 21 | 9470.7839 | 3466.3329 | 1292.7724 | 14229.8891 | 3108.9697 | 1109.3091 | 2497.6018 | 6715.8806 | 0 | 0 | 0 | 0 | 7514.0086
9 | 265 | 22 | 8798.3221 | 3171.1369 | 1252.6128 | 13222.0718 | 2627.4322 | 941.1955 | 1992.1886 | 5560.8163 | 0 | 0 | 0 | 0 | 7661.2555
9 | 265 | 23 | 8360.6814 | 2955.2119 | 1222.6838 | 12538.5772 | 2148.5386 | 749.6336 | 1779.8052 | 4677.9775 | 0 | 0 | 0 | 0 | 7860.5997
9 | 265 | 24 | 8073.0883 | 2822.0955 | 1203.684 | 12098.8678 | 1503.5011 | 686.8676 | 1683.3061 | 3873.6748 | 0 | 0 | 0 | 0 | 8225.193
9 | 266 | 1 | 7900.4559 | 2749.4633 | 1200.0782 | 11849.9974 | 1177.1621 | 740.644 | 1513.0071 | 3430.8132 | 0 | 0 | 0 | 0 | 8419.1842
9 | 266 | 2 | 7895.5747 | 2750.9341 | 1212.6889 | 11859.1977 | 866.9847 | 646.9372 | 1321.1862 | 2835.1081 | 0 | 0 | 0 | 0 | 9024.0896
9 | 266 | 3 | 8324.1923 | 2907.6087 | 1263.0429 | 12494.844 | 568.5898 | 649.421 | 1254.2241 | 2472.2349 | 0 | 0 | 0 | 0 | 10022.6091
9 | 266 | 4 | 9239.2105 | 3247.3219 | 1353.6861 | 13840.2186 | 453.6158 | 573.1476 | 1300.0986 | 2326.862 | 0 | 0 | 0 | 0 | 11513.3566
9 | 266 | 5 | 9777.1489 | 3457.3251 | 1404.2893 | 14638.7633 | 375.6561 | 488.3273 | 1415.2631 | 2279.2466 | 0 | 0 | 0 | 0 | 12359.5167
9 | 266 | 6 | 9995.5026 | 3561.7546 | 1442.159 | 14999.4162 | 344.6857 | 408.5137 | 1568.3872 | 2321.5866 | 0 | 0 | 0 | 0 | 12677.8296
9 | 266 | 7 | 10028.4714 | 3589.9787 | 1453.8665 | 15072.3165 | 300.4715 | 368.7282 | 1742.1395 | 2411.3392 | 190.6329 | 0 | 333.6756 | 524.3086 | 12136.6687
9 | 266 | 8 | 9938.0276 | 3606.5069 | 1442.7191 | 14987.2535 | 277.9389 | 313.3317 | 1789.3096 | 2380.5803 | 1129.8829 | 47.3104 | 1281.356 | 2458.5493 | 10148.124
9 | 266 | 9 | 9846.6057 | 3630.2598 | 1432.9494 | 14909.8149 | 59.6023 | 147.1166 | 1254.3291 | 1461.048 | 1778.3132 | 217.0711 | 1741.6356 | 3737.0199 | 9711.747
9 | 266 | 10 | 9815.9309 | 3666.74 | 1424.9021 | 14907.573 | 45.1147 | 35.5364 | 1199.0314 | 1279.6826 | 1771.3558 | 215.6796 | 1762.4661 | 3749.5015 | 9878.3889
9 | 266 | 11 | 9920.9894 | 3763.5376 | 1418.8527 | 15103.3797 | 84.4087 | 0 | 1340.3732 | 1424.7819 | 1497.2339 | 242.1178 | 1663.0504 | 3402.4021 | 10276.1957
9 | 266 | 12 | 9984.3348 | 3815.7709 | 1413.8941 | 15213.9999 | 161.9381 | 0 | 1481.3073 | 1643.2455 | 1516.7147 | 343.6959 | 1584.3402 | 3444.7509 | 10126.0035
9 | 266 | 13 | 10160.7449 | 3855.8925 | 1421.2976 | 15437.9351 | 300.6226 | 0 | 1392.0494 | 1692.672 | 1440.1832 | 384.0489 | 1566.2718 | 3390.5039 | 10354.7592
9 | 266 | 14 | 10396.2116 | 3900.4963 | 1433.0167 | 15729.7246 | 379.1382 | 0.997 | 1138.8636 | 1518.9988 | 1373.3921 | 345.0874 | 1546.2702 | 3264.7496 | 10945.9761
9 | 266 | 15 | 10585.0874 | 3933.5917 | 1451.8695 | 15970.5486 | 434.8427 | 0 | 1035.7398 | 1470.5825 | 1259.2906 | 251.8581 | 1572.1666 | 3083.3153 | 11416.6508
9 | 266 | 16 | 10786.2909 | 4008.9013 | 1492.4601 | 16287.6523 | 486.4992 | 0.997 | 765.2432 | 1252.7394 | 985.1688 | 141.9311 | 1530.6721 | 2657.7721 | 12377.1408
9 | 266 | 17 | 10853.0578 | 4066.5853 | 1496.604 | 16416.2471 | 678.5314 | 0.097269 | 691.3981 | 1370.0267 | 772.2722 | 68.1826 | 1115.7117 | 1956.1665 | 13090.0539
9 | 266 | 18 | 10396.8661 | 3879.281 | 1445.75 | 15721.8971 | 1395.1762 | 9.1092 | 1068.1139 | 2472.3993 | 232.3774 | 18.0893 | 296.0476 | 546.5143 | 12702.9836
9 | 266 | 19 | 9777.7795 | 3682.6672 | 1378.6527 | 14839.0994 | 2373.1164 | 19.2446 | 2186.5396 | 4578.9006 | 0 | 0 | 0 | 0 | 10260.1988
9 | 266 | 20 | 8991.3033 | 3375.4394 | 1305.306 | 13672.0486 | 2720.0912 | 47.9388 | 2507.2395 | 5275.2695 | 0 | 0 | 0 | 0 | 8396.7791
9 | 266 | 21 | 8275.4583 | 3078.8755 | 1250.3756 | 12604.7095 | 2854.5131 | 43.0548 | 2533.1058 | 5430.6738 | 0 | 0 | 0 | 0 | 7174.0357
9 | 266 | 22 | 7739.8225 | 2858.2505 | 1210.1065 | 11808.1795 | 3545.1625 | 57.4351 | 2856.9412 | 6459.5388 | 0 | 0 | 0 | 0 | 5348.6407
9 | 266 | 23 | 7422.2867 | 2728.9251 | 1184.9167 | 11336.1285 | 4017.0939 | 122.7721 | 3949.5429 | 8089.4089 | 0 | 0 | 0 | 0 | 3246.7196
9 | 266 | 24 | 7233.921 | 2650.3575 | 1179.9793 | 11064.2579 | 4933.4704 | 284.6897 | 3902.4458 | 9120.6059 | 0 | 0 | 0 | 0 | 1943.652
9 | 267 | 1 | 7184.3329 | 2622.7324 | 1178.4261 | 10985.4914 | 6328.3679 | 525.4998 | 3903.5058 | 10757.3735 | 0 | 0 | 0 | 0 | 228.1179
9 | 267 | 2 | 7307.2598 | 2656.2336 | 1197.24 | 11160.7334 | 7351.9327 | 1365.162 | 3690.3384 | 12407.4331 | 0 | 0 | 0 | 0 | -1246.6997
9 | 267 | 3 | 7811.5796 | 2817.0896 | 1245.635 | 11874.3042 | 7894.5559 | 2243.0189 | 3583.6145 | 13721.1893 | 0 | 0 | 0 | 0 | -1846.8851
9 | 267 | 4 | 8770.1729 | 3154.7167 | 1332.7297 | 13257.6193 | 7691.313 | 2952.8695 | 3488.3146 | 14132.4971 | 0 | 0 | 0 | 0 | -874.8778
9 | 267 | 5 | 9489.0006 | 3410.7626 | 1389.2135 | 14288.9767 | 7668.5192 | 3325.9691 | 3438.1823 | 14432.6706 | 0 | 0 | 0 | 0 | -143.6939
9 | 267 | 6 | 9921.3221 | 3567.4738 | 1432.4413 | 14921.2372 | 7551.1424 | 3299.3046 | 3316.2084 | 14166.6555 | 0 | 0 | 0 | 0 | 754.5818
9 | 267 | 7 | 10113.5718 | 3641.1584 | 1446.3529 | 15201.0831 | 7299.9664 | 3330.5362 | 3069.6151 | 13700.1177 | 225.42 | 13.9148 | 261.8187 | 501.1535 | 999.8119
9 | 267 | 8 | 10149.3385 | 3664.1605 | 1448.4268 | 15261.9258 | 6384.1299 | 2937.401 | 1539.401 | 10860.932 | 804.2762 | 431.3592 | 1265.7163 | 2501.3518 | 1899.642
9 | 267 | 9 | 10073.8962 | 3642.382 | 1429.8673 | 15146.1455 | 5151.1681 | 2183.0735 | 798.6017 | 8132.8434 | 947.5988 | 66.7911 | 1771.6439 | 2786.0339 | 4227.2682
9 | 267 | 10 | 9947.6902 | 3586.6306 | 1411.2335 | 14945.5543 | 4831.9325 | 2171.1624 | 547.5671 | 7550.662 | 1275.9885 | 157.2374 | 1803.5647 | 3236.7905 | 4158.1018
9 | 267 | 11 | 9824.5087 | 3573.3021 | 1406.8683 | 14804.6791 | 4561.1483 | 2116.7538 | 290.3739 | 6968.2761 | 1079.7896 | 299.1685 | 1704.1907 | 3083.1488 | 4753.2543
9 | 267 | 12 | 9690.1519 | 3540.1809 | 1405.3521 | 14635.6849 | 4188.0208 | 1657.1153 | 142.1941 | 5987.3302 | 1230.0695 | 363.1767 | 1622.7391 | 3215.9853 | 5432.3694
9 | 267 | 13 | 9692.313 | 3532.3978 | 1398.9324 | 14623.6433 | 3483.846 | 1221.4895 | 50.2518 | 4755.5873 | 1243.9844 | 452.2314 | 1613.0612 | 3309.277 | 6558.779
9 | 267 | 14 | 9813.5657 | 3572.8395 | 1413.4711 | 14799.8763 | 2985.4114 | 1186.9912 | 32.9117 | 4205.3142 | 1181.3677 | 500.9333 | 1680.7021 | 3363.0032 | 7231.5589
9 | 267 | 15 | 10037.9341 | 3628.0218 | 1430.2493 | 15096.2052 | 3031.2763 | 1557.3438 | 21.4063 | 4610.0264 | 1291.2948 | 421.6189 | 1756.6502 | 3469.5639 | 7016.6149
9 | 267 | 16 | 10263.9039 | 3695.2787 | 1461.0763 | 15420.259 | 3199.1327 | 1786.0596 | 8.8754 | 4994.0677 | 1121.534 | 175.3267 | 1735.9655 | 3032.8261 | 7393.3652
9 | 267 | 17 | 10258.5096 | 3717.6713 | 1462.4998 | 15438.6807 | 3480.8552 | 1902.8131 | 16.8014 | 5400.4697 | 827.9314 | 267.1644 | 1242.0657 | 2337.1615 | 7701.0494
9 | 267 | 18 | 9861.8179 | 3597.2121 | 1418.1752 | 14877.2052 | 5910.4134 | 2100.8078 | 209.8017 | 8221.023 | 151.6715 | 94.6207 | 313.9285 | 560.2208 | 6095.9614
9 | 267 | 19 | 9380.4972 | 3418.1658 | 1367.8272 | 14166.4902 | 9048.7675 | 2626.7687 | 621.8145 | 12297.3507 | 0 | 0 | 0 | 0 | 1869.1395
9 | 267 | 20 | 8744.675 | 3187.6327 | 1306.3093 | 13238.6171 | 9194.2787 | 3146.859 | 1140.6753 | 13481.813 | 0 | 0 | 0 | 0 | -243.1959
9 | 267 | 21 | 8086.4609 | 2944.5028 | 1251.8462 | 12282.8098 | 8673.1228 | 3173.1811 | 1306.7723 | 13153.0762 | 0 | 0 | 0 | 0 | -870.2664
9 | 267 | 22 | 7543.0705 | 2741.3596 | 1201.5825 | 11486.0126 | 8360.9457 | 3254.6674 | 1458.9442 | 13074.5573 | 0 | 0 | 0 | 0 | -1588.5447
9 | 267 | 23 | 7217.4676 | 2621.0487 | 1174.0878 | 11012.604 | 8085.7471 | 3009.8583 | 1651.4224 | 12747.0279 | 0 | 0 | 0 | 0 | -1734.4239
9 | 267 | 24 | 7021.6738 | 2554.1649 | 1167.6102 | 10743.4488 | 8062.3963 | 2904.3118 | 1585.3391 | 12552.0472 | 0 | 0 | 0 | 0 | -1808.5984
9 | 268 | 1 | 6920.509 | 2520.1737 | 1168.1526 | 10608.8353 | 7869.4554 | 2807.5057 | 1566.454 | 12243.415 | 0 | 0 | 0 | 0 | -1634.5797
9 | 268 | 2 | 6942.4646 | 2517.1894 | 1175.4692 | 10635.1232 | 7718.4612 | 2880.7031 | 1566.9211 | 12166.0853 | 0 | 0 | 0 | 0 | -1530.9621
9 | 268 | 3 | 7134.2848 | 2574.8177 | 1198.2746 | 10907.3771 | 7504.2493 | 2877.9386 | 1641.515 | 12023.7029 | 0 | 0 | 0 | 0 | -1116.3259
9 | 268 | 4 | 7526.8052 | 2703.5395 | 1247.296 | 11477.6407 | 7291.8591 | 2826.7876 | 1728.711 | 11847.3576 | 0 | 0 | 0 | 0 | -369.717
9 | 268 | 5 | 7967.06 | 2859.1885 | 1298.4484 | 12124.6969 | 7080.791 | 2677.8879 | 1715.9754 | 11474.6543 | 0 | 0 | 0 | 0 | 650.0426
9 | 268 | 6 | 8368.0377 | 3039.045 | 1348.7602 | 12755.8429 | 7369.9519 | 2611.545 | 1867.254 | 11848.751 | 0 | 0 | 0 | 0 | 907.0919
9 | 268 | 7 | 8552.373 | 3144.2731 | 1359.209 | 13055.855 | 7927.5318 | 2564.8567 | 2150.7542 | 12643.1426 | 11.1319 | 0 | 86.434 | 97.5659 | 315.1465
9 | 268 | 8 | 8622.5651 | 3207.3748 | 1368.9397 | 13198.8795 | 7734.4076 | 2210.6066 | 2206.9912 | 12152.0055 | 82.0974 | 2.783 | 460.1247 | 545.0051 | 501.869
9 | 268 | 9 | 8647.0784 | 3225.1802 | 1368.8993 | 13241.158 | 7448.7727 | 2229.6489 | 1873.6115 | 11552.0331 | 185.067 | 25.0467 | 468.682 | 678.7957 | 1010.3293
9 | 268 | 10 | 8698.7653 | 3243.6836 | 1365.583 | 13308.0319 | 7610.8715 | 2342.2011 | 2021.1041 | 11974.1767 | 258.8155 | 50.0933 | 533.5815 | 842.4904 | 491.3647
9 | 268 | 11 | 8701.2154 | 3271.5742 | 1356.0588 | 13328.8484 | 8253.7479 | 2434.8788 | 2620.9497 | 13309.5764 | 354.8277 | 69.5741 | 292.5146 | 716.9164 | -697.6444
9 | 268 | 12 | 8747.8279 | 3284.1959 | 1351.2316 | 13383.2553 | 8502.5138 | 2899.7866 | 3094.4188 | 14496.7193 | 239.3348 | 115.493 | 310.9535 | 665.7813 | -1779.2452
9 | 268 | 13 | 8874.2406 | 3308.5815 | 1351.0139 | 13533.836 | 8635.3638 | 3128.1731 | 3343.4431 | 15106.98 | 242.1178 | 61.2252 | 461.0623 | 764.4053 | -2337.5492
9 | 268 | 14 | 9099.0074 | 3373.0865 | 1369.6429 | 13841.7367 | 9225.3117 | 3167.5134 | 3558.6417 | 15951.4668 | 201.7648 | 55.6593 | 265.9931 | 523.4172 | -2633.1472
9 | 268 | 15 | 9387.1642 | 3462.2158 | 1390.057 | 14239.4371 | 9680.9054 | 2735.9326 | 3754.5164 | 16171.3544 | 166.9778 | 37.57 | 172.6433 | 377.1911 | -2309.1084
9 | 268 | 16 | 9616.664 | 3491.0116 | 1412.4053 | 14520.0809 | 9315.0139 | 2536.6545 | 4000.6289 | 15852.2973 | 72.357 | 34.787 | 78.6269 | 185.7709 | -1517.9874
9 | 268 | 17 | 9683.3738 | 3502.0347 | 1411.2776 | 14596.6861 | 9084.6409 | 2519.014 | 4225.7356 | 15829.3904 | 41.7444 | 12.5233 | 17.9642 | 72.232 | -1304.9364
9 | 268 | 18 | 9358.5522 | 3409.1965 | 1372.6691 | 14140.4178 | 8695.5387 | 2533.0484 | 4235.1433 | 15463.7303 | 1.3915 | 0 | 0 | 1.3915 | -1324.704
9 | 268 | 19 | 8923.9839 | 3245.7275 | 1326.3207 | 13496.0321 | 7252.6317 | 2066.7726 | 4250.8431 | 13570.2474 | 0 | 0 | 0 | 0 | -74.2153
9 | 268 | 20 | 8382.9057 | 3055.504 | 1279.0381 | 12717.4479 | 6518.0352 | 1681.3396 | 4223.9542 | 12423.329 | 0 | 0 | 0 | 0 | 294.1188
9 | 268 | 21 | 7828.8003 | 2852.7069 | 1228.2938 | 11909.801 | 6283.7115 | 1681.6995 | 4001.4139 | 11966.8249 | 0 | 0 | 0 | 0 | -57.0239
9 | 268 | 22 | 7354.6894 | 2674.5302 | 1191.0189 | 11220.2385 | 6760.7744 | 2516.337 | 3585.6123 | 12862.7237 | 0 | 0 | 0 | 0 | -1642.4852
9 | 268 | 23 | 7028.356 | 2553.7945 | 1165.7868 | 10747.9372 | 6435.2228 | 2565.0418 | 3262.2771 | 12262.5417 | 0 | 0 | 0 | 0 | -1514.6045
9 | 268 | 24 | 6822.5376 | 2475.6004 | 1158.7386 | 10456.8765 | 6578.5196 | 2591.9449 | 3009.0994 | 12179.5639 | 0 | 0 | 0 | 0 | -1722.6874
9 | 269 | 1 | 6716.2548 | 2432.4295 | 1157.7748 | 10306.4591 | 7187.1246 | 2930.8098 | 2891.6118 | 13009.5462 | 0 | 0 | 0 | 0 | -2703.0871
9 | 269 | 2 | 6711.4518 | 2424.4535 | 1159.6539 | 10295.5592 | 9015.8726 | 3349.7995 | 3258.5142 | 15624.1863 | 0 | 0 | 0 | 0 | -5328.6272
9 | 269 | 3 | 6826.9552 | 2452.9636 | 1174.6414 | 10454.5602 | 10196.9656 | 3372.254 | 3508.5923 | 17077.8118 | 0 | 0 | 0 | 0 | -6623.2516
9 | 269 | 4 | 7092.2155 | 2541.8766 | 1213.4439 | 10847.5361 | 10529.8777 | 3359.0848 | 3858.1989 | 17747.1613 | 0 | 0 | 0 | 0 | -6899.6253
9 | 269 | 5 | 7438.479 | 2663.623 | 1265.0481 | 11367.1501 | 10769.7142 | 3196.0267 | 4156.877 | 18122.6178 | 0 | 0 | 0 | 0 | -6755.4678
9 | 269 | 6 | 7853.0329 | 2831.6927 | 1332.7724 | 12017.498 | 10811.895 | 3045.4691 | 4153.8249 | 18011.189 | 0 | 0 | 0 | 0 | -5993.6909
9 | 269 | 7 | 8122.3064 | 2946.9228 | 1362.5504 | 12431.7796 | 10783.3417 | 3167.9427 | 4195.7514 | 18147.0358 | 37.57 | 0 | 59.792 | 97.362 | -5812.6182
9 | 269 | 8 | 8251.7075 | 3008.1602 | 1370.7597 | 12630.6275 | 10808.2656 | 3125.4273 | 4253.2453 | 18186.9381 | 545.4607 | 193.4159 | 327.0724 | 1065.949 | -6622.2597
9 | 269 | 9 | 8334.2458 | 3041.4878 | 1370.3479 | 12746.0815 | 10708.7218 | 2812.5968 | 4259.4888 | 17780.8073 | 566.3329 | 76.5315 | 73.561 | 716.4254 | -5751.1512
9 | 269 | 10 | 8433.9997 | 3093.0822 | 1373.7703 | 12900.8522 | 10617.5962 | 2862.3672 | 4255.7001 | 17735.6635 | 1273.2055 | 83.4889 | 233.931 | 1590.6254 | -6425.4367
9 | 269 | 11 | 8448.4291 | 3131.7639 | 1365.0739 | 12945.2669 | 10614.2031 | 2830.2011 | 4262.5251 | 17706.9293 | 695.7407 | 144.7141 | 250.1704 | 1090.6252 | -5852.2876
9 | 269 | 12 | 8468.023 | 3154.7729 | 1359.8287 | 12982.6245 | 10822.7545 | 3187.5773 | 4260.8126 | 18271.1445 | 777.8381 | 180.8926 | 354.2607 | 1312.9913 | -6601.5112
9 | 269 | 13 | 8669.3683 | 3207.521 | 1359.6974 | 13236.5867 | 10867.0774 | 3330.5142 | 4253.9515 | 18451.5431 | 1082.5725 | 198.9818 | 486.5094 | 1768.0638 | -6983.0201
9 | 269 | 14 | 9033.6395 | 3321.573 | 1391.9789 | 13747.1914 | 10925.4402 | 3364.8588 | 4258.8917 | 18549.1907 | 1040.8281 | 165.5863 | 441.2781 | 1647.6924 | -6449.6918
9 | 269 | 15 | 9471.6966 | 3466.4489 | 1426.3563 | 14364.5018 | 10956.1787 | 3372.2442 | 4263.3803 | 18591.8032 | 836.2803 | 258.8155 | 351.6444 | 1446.7402 | -5674.0417
9 | 269 | 16 | 9835.6132 | 3554.4815 | 1458.8152 | 14848.9099 | 10955.8217 | 3324.4854 | 4261.3712 | 18541.6783 | 968.471 | 265.7729 | 394.0927 | 1628.3367 | -5321.105
9 | 269 | 17 | 9943.6996 | 3610.9889 | 1447.4639 | 15002.1524 | 10956.2413 | 3371.8163 | 4259.2625 | 18587.3202 | 1227.2866 | 549.6352 | 563.5454 | 2340.4672 | -5925.6349
9 | 269 | 18 | 9564.1055 | 3495.8213 | 1395.6725 | 14455.5993 | 10953.2387 | 3372.254 | 4263.3913 | 18588.884 | 363.1767 | 155.8459 | 68.0784 | 587.101 | -4720.3857
9 | 269 | 19 | 8979.4133 | 3274.2164 | 1336.9488 | 13590.5786 | 10523.3362 | 3370.3134 | 4263.3913 | 18157.0409 | 0 | 0 | 0 | 0 | -4566.4623
9 | 269 | 20 | 8310.6906 | 3043.3871 | 1275.9262 | 12630.004 | 10074.4031 | 3371.6177 | 4263.3913 | 17709.4121 | 0 | 0 | 0 | 0 | -5079.4081
9 | 269 | 21 | 7702.5203 | 2821.4964 | 1222.8301 | 11746.8468 | 9950.4922 | 2906.5547 | 4261.4058 | 17118.4527 | 0 | 0 | 0 | 0 | -5371.6059
9 | 269 | 22 | 7331.3994 | 2669.0245 | 1191.3556 | 11191.7795 | 9224.0792 | 3214.1102 | 4081.5765 | 16519.7659 | 0 | 0 | 0 | 0 | -5327.9863
9 | 269 | 23 | 7070.883 | 2568.8394 | 1167.5595 | 10807.282 | 10323.276 | 2972.5287 | 3601.5257 | 16897.3304 | 0 | 0 | 0 | 0 | -6090.0484
9 | 269 | 24 | 6922.6636 | 2517.5382 | 1166.3493 | 10606.5512 | 10003.0581 | 3099.6258 | 4258.565 | 17361.249 | 0 | 0 | 0 | 0 | -6754.6978
9 | 270 | 1 | 6908.7406 | 2498.4931 | 1166.6494 | 10573.8831 | 10653.0054 | 3001.6349 | 4185.2492 | 17839.8896 | 0 | 0 | 0 | 0 | -7266.0065
9 | 270 | 2 | 7066.1084 | 2546.4741 | 1179.6544 | 10792.2368 | 10432.6132 | 3371.252 | 4026.5672 | 17830.4324 | 0 | 0 | 0 | 0 | -7038.1956
9 | 270 | 3 | 7645.63 | 2735.4233 | 1239.7734 | 11620.8267 | 10074.265 | 3314.0416 | 3858.4227 | 17246.7292 | 0 | 0 | 0 | 0 | -5625.9025
9 | 270 | 4 | 8707.7446 | 3116.8563 | 1337.1142 | 13161.7151 | 9376.1724 | 3086.0429 | 4009.7937 | 16472.0091 | 0 | 0 | 0 | 0 | -3310.294
9 | 270 | 5 | 9420.538 | 3379.9726 | 1398.0111 | 14198.5217 | 8375.4135 | 3133.583 | 3763.9218 | 15272.9184 | 0 | 0 | 0 | 0 | -1074.3967
9 | 270 | 6 | 9741.1094 | 3517.9115 | 1449.4649 | 14708.4858 | 7984.1088 | 3321.0588 | 3501.4602 | 14806.6279 | 0 | 0 | 0 | 0 | -98.1421
9 | 270 | 7 | 9960.5776 | 3636.2409 | 1467.0428 | 15063.8614 | 7879.0389 | 3269.5432 | 3133.3241 | 14281.9062 | 8.3489 | 0 | 119.4337 | 127.7826 | 654.1726
9 | 270 | 8 | 10154.2446 | 3731.9944 | 1472.8722 | 15359.1112 | 6983.9513 | 3183.2013 | 2497.6162 | 12664.7688 | 253.2496 | 346.4789 | 488.1672 | 1087.8957 | 1606.4467
9 | 270 | 9 | 10260.1335 | 3773.4357 | 1462.6558 | 15496.225 | 3763.6995 | 2123.7492 | 1116.5749 | 7004.0236 | 1207.8058 | 610.8603 | 518.1919 | 2336.8581 | 6155.3433
9 | 270 | 10 | 10249.8858 | 3773.13 | 1453.7869 | 15476.8027 | 2070.8589 | 1379.838 | 586.2077 | 4036.9046 | 2318.208 | 788.9699 | 1499.4481 | 4606.626 | 6833.2722
9 | 270 | 11 | 10249.6549 | 3796.9074 | 1440.5015 | 15487.0638 | 1205.9935 | 761.1544 | 349.1545 | 2316.3024 | 2236.1106 | 734.7022 | 1598.5884 | 4569.4012 | 8601.3602
9 | 270 | 12 | 10175.2836 | 3775.2948 | 1424.091 | 15374.6694 | 694.2737 | 354.2713 | 224.3752 | 1272.9202 | 2255.5913 | 809.8422 | 1258.2843 | 4323.7177 | 9778.0314
9 | 270 | 13 | 10220.7813 | 3770.0005 | 1420.9764 | 15411.7582 | 404.5682 | 119.1956 | 148.0565 | 671.8203 | 2179.0599 | 763.9233 | 1481.6414 | 4424.6246 | 10315.3133
9 | 270 | 14 | 10391.6385 | 3814.0489 | 1440.3678 | 15646.0552 | 350.1659 | 35.7174 | 104.8405 | 490.7238 | 2295.9443 | 564.9414 | 1560.81 | 4421.6957 | 10733.6356
9 | 270 | 15 | 10700.3139 | 3914.0073 | 1477.7815 | 16092.1027 | 303.978 | 11.4173 | 59.686 | 375.0814 | 2259.7658 | 610.8603 | 1603.0501 | 4473.6762 | 11243.3451
9 | 270 | 16 | 10922.3621 | 4019.1063 | 1519.4335 | 16460.9019 | 312.6209 | 38.2901 | 61.7251 | 412.6361 | 2123.4006 | 709.6555 | 1619.7686 | 4452.8248 | 11595.4411
9 | 270 | 17 | 10785.4014 | 4022.1269 | 1505.3664 | 16312.8947 | 465.8032 | 112.8749 | 170.4388 | 749.1169 | 1235.6355 | 609.4688 | 999.2857 | 2844.39 | 12719.3878
9 | 270 | 18 | 10258.8109 | 3839.2113 | 1453.4879 | 15551.51 | 1485.5754 | 501.9796 | 479.2263 | 2466.7813 | 193.4159 | 52.8763 | 109.4478 | 355.74 | 12728.9887
9 | 270 | 19 | 9577.4837 | 3580.6656 | 1388.4665 | 14546.6158 | 3136.0088 | 1313.7867 | 557.0952 | 5006.8907 | 0 | 0 | 0 | 0 | 9539.7251
9 | 270 | 20 | 8790.0028 | 3266.8894 | 1313.354 | 13370.2462 | 4019.5011 | 2214.7068 | 711.3246 | 6945.5324 | 0 | 0 | 0 | 0 | 6424.7138
9 | 270 | 21 | 8073.4492 | 2986.273 | 1251.7252 | 12311.4473 | 4499.4505 | 2206.7777 | 1040.9995 | 7747.2278 | 0 | 0 | 0 | 0 | 4564.2196
9 | 270 | 22 | 7585.5372 | 2792.793 | 1208.2838 | 11586.614 | 5432.3744 | 2375.9491 | 1593.3497 | 9401.6731 | 0 | 0 | 0 | 0 | 2184.9409
9 | 270 | 23 | 7292.4249 | 2674.0993 | 1182.1913 | 11148.7155 | 5630.0739 | 1798.9395 | 1783.2281 | 9212.2416 | 0 | 0 | 0 | 0 | 1936.474
9 | 270 | 24 | 7094.4749 | 2606.7003 | 1176.4351 | 10877.6103 | 4692.84 | 859.4966 | 1629.3743 | 7181.7109 | 0 | 0 | 0 | 0 | 3695.8994
9 | 271 | 1 | 7084.0485 | 2581.3082 | 1178.087 | 10843.4437 | 4120 | 462.9396 | 1784.9605 | 6367.9002 | 0 | 0 | 0 | 0 | 4475.5435
9 | 271 | 2 | 7225.5556 | 2615.97 | 1195.0847 | 11036.6103 | 3424.5226 | 809.528 | 1701.2227 | 5935.2734 | 0 | 0 | 0 | 0 | 5101.3369
9 | 271 | 3 | 7787.1855 | 2796.0528 | 1243.3667 | 11826.605 | 3479.4943 | 903.3246 | 1613.6293 | 5996.4482 | 0 | 0 | 0 | 0 | 5830.1568
9 | 271 | 4 | 8830.3661 | 3172.9775 | 1335.7873 | 13339.1308 | 2869.7026 | 1122.1386 | 1696.4232 | 5688.2644 | 0 | 0 | 0 | 0 | 7650.8664
9 | 271 | 5 | 9572.2663 | 3445.8415 | 1398.4014 | 14416.5092 | 3262.9247 | 1998.1043 | 1695.0524 | 6956.0813 | 0 | 0 | 0 | 0 | 7460.4278
9 | 271 | 6 | 9962.2415 | 3570.2724 | 1435.3531 | 14967.8671 | 4159.5121 | 2630.4441 | 1519.3022 | 8309.2583 | 0 | 0 | 0 | 0 | 6658.6087
9 | 271 | 7 | 10168.3923 | 3641.2037 | 1446.7014 | 15256.2974 | 4233.1975 | 2738.856 | 1543.9196 | 8515.9731 | 0 | 0 | 8.2239 | 8.2239 | 6732.1004
9 | 271 | 8 | 10247.611 | 3689.8759 | 1447.889 | 15385.3759 | 4039.7695 | 3217.9877 | 1525.5978 | 8783.355 | 116.8844 | 1.3915 | 57.6088 | 175.8847 | 6426.1362
9 | 271 | 9 | 10265.1309 | 3714.0447 | 1458.0437 | 15437.2193 | 4492.553 | 3121.6281 | 1101.0146 | 8715.1956 | 140.5396 | 20.8722 | 83.9636 | 245.3754 | 6476.6482
9 | 271 | 10 | 10229.8099 | 3719.0116 | 1450.2417 | 15399.0632 | 3904.6692 | 2997.0642 | 566.8785 | 7468.6118 | 157.2374 | 165.5863 | 82.8638 | 405.6875 | 7524.7639
9 | 271 | 11 | 10208.0454 | 3774.7899 | 1436.0495 | 15418.8848 | 2973.7035 | 2974.2617 | 432.7744 | 6380.7396 | 438.3166 | 166.9778 | 330.7513 | 936.0457 | 8102.0996
9 | 271 | 12 | 10162.0739 | 3797.8217 | 1431.6154 | 15391.511 | 2548.6883 | 2308.9707 | 231.6158 | 5089.2748 | 736.0937 | 166.9778 | 643.2467 | 1546.3181 | 8755.9181
9 | 271 | 13 | 10222.0558 | 3825.3232 | 1439.8165 | 15487.1954 | 1798.0012 | 1835.2278 | 114.1049 | 3747.3339 | 825.1484 | 190.6329 | 714.937 | 1730.7184 | 10009.1432
9 | 271 | 14 | 10443.7334 | 3923.2952 | 1463.7969 | 15830.8256 | 1237.7076 | 1365.6895 | 57.2172 | 2660.6142 | 922.5522 | 165.5863 | 859.1093 | 1947.2478 | 11222.9635
9 | 271 | 15 | 10772.3482 | 4056.5906 | 1510.1355 | 16339.0744 | 780.3459 | 695.0502 | 38.3161 | 1513.7122 | 814.0166 | 288.0367 | 1039.7474 | 2141.8007 | 12683.5615
9 | 271 | 16 | 11054.6215 | 4128.7613 | 1532.7317 | 16716.1144 | 578.0551 | 287.3744 | 17.0825 | 882.512 | 1207.8058 | 395.1807 | 1473.4176 | 3076.4041 | 12757.1983
9 | 271 | 17 | 10923.8716 | 4059.4104 | 1507.5502 | 16490.8321 | 526.3473 | 139.1058 | 40.3496 | 705.8027 | 1388.6984 | 279.6878 | 1083.3371 | 2751.7233 | 13033.3061
9 | 271 | 18 | 10410.4107 | 3867.3786 | 1459.0238 | 15736.8131 | 968.0457 | 104.9424 | 169.9877 | 1242.9758 | 488.41 | 84.8804 | 136.261 | 709.5513 | 13784.286
9 | 271 | 19 | 9723.1333 | 3622.0191 | 1397.8004 | 14742.9528 | 1903.2168 | 58.0636 | 383.5115 | 2344.7919 | 0 | 0 | 0 | 0 | 12398.1609
9 | 271 | 20 | 8930.5083 | 3334.8385 | 1319.9446 | 13585.2915 | 2828.9816 | 80.4422 | 455.4148 | 3364.8386 | 0 | 0 | 0 | 0 | 10220.4529
9 | 271 | 21 | 8215.9623 | 3067.7663 | 1268.4456 | 12552.1742 | 3616.4067 | 109.7822 | 827.2069 | 4553.3958 | 0 | 0 | 0 | 0 | 7998.7784
9 | 271 | 22 | 7737.0623 | 2878.9166 | 1223.3654 | 11839.3444 | 4071.7762 | 213.1291 | 1260.9081 | 5545.8134 | 0 | 0 | 0 | 0 | 6293.531
9 | 271 | 23 | 7413.7641 | 2760.4274 | 1196.4324 | 11370.624 | 4569.9776 | 398.3577 | 1509.0576 | 6477.393 | 0 | 0 | 0 | 0 | 4893.231
9 | 271 | 24 | 7234.4117 | 2682.399 | 1186.0138 | 11102.8245 | 5373.3081 | 742.1313 | 1680.4862 | 7795.9256 | 0 | 0 | 0 | 0 | 3306.8989
9 | 272 | 1 | 7155.0704 | 2648.4418 | 1187.3674 | 10990.8796 | 5926.6746 | 1252.2336 | 1877.9724 | 9056.8806 | 0 | 0 | 0 | 0 | 1933.999
9 | 272 | 2 | 7294.4637 | 2686.6436 | 1210.2804 | 11191.3877 | 5624.3175 | 1379.118 | 1795.6902 | 8799.1256 | 0 | 0 | 0 | 0 | 2392.2621
9 | 272 | 3 | 7822.3603 | 2871.3263 | 1268.1618 | 11961.8484 | 6064.6353 | 1545.9955 | 1866.3853 | 9477.016 | 0 | 0 | 0 | 0 | 2484.8323
9 | 272 | 4 | 8857.5144 | 3247.0501 | 1363.2614 | 13467.826 | 6080.1074 | 1692.7614 | 2107.1506 | 9880.0194 | 0 | 0 | 0 | 0 | 3587.8066
9 | 272 | 5 | 9553.1463 | 3495.6218 | 1414.8455 | 14463.6137 | 6712.406 | 1532.1667 | 2491.1643 | 10735.737 | 0 | 0 | 0 | 0 | 3727.8767
9 | 272 | 6 | 9855.4684 | 3610.8853 | 1447.7788 | 14914.1324 | 6576.3041 | 1642.5773 | 2705.4461 | 10924.3275 | 0 | 0 | 0 | 0 | 3989.8049
9 | 272 | 7 | 9983.9625 | 3684.4782 | 1464.8919 | 15133.3325 | 5684.3639 | 1545.3418 | 3225.8917 | 10455.5974 | 0 | 0 | 108.4894 | 108.4894 | 4569.2458
9 | 272 | 8 | 10026.266 | 3758.6321 | 1453.1089 | 15238.007 | 4215.1858 | 1520.3213 | 2536.725 | 8272.232 | 1558.4592 | 500.9333 | 999.9941 | 3059.3866 | 3906.3884
9 | 272 | 9 | 10018.953 | 3801.5518 | 1443.2721 | 15263.7768 | 2095.6372 | 868.0692 | 2035.8946 | 4999.6009 | 2465.705 | 822.3655 | 1500.6891 | 4788.7597 | 5475.4162
9 | 272 | 10 | 9904.8349 | 3822.9683 | 1420.7774 | 15148.5807 | 1960.6394 | 386.8813 | 2349.7716 | 4697.2923 | 2549.1939 | 852.9781 | 1640.9326 | 5043.1046 | 5408.1838
9 | 272 | 11 | 9848.1743 | 3848.7025 | 1412.6533 | 15109.5301 | 2156.6427 | 391.2138 | 2723.8247 | 5271.6812 | 2436.4839 | 818.1911 | 1397.8907 | 4652.5657 | 5185.2832
9 | 272 | 12 | 9830.8982 | 3859.0741 | 1402.1972 | 15092.1695 | 2156.1411 | 403.0847 | 2578.1243 | 5137.3502 | 2326.5569 | 777.8381 | 1515.2245 | 4619.6195 | 5335.1998
9 | 272 | 13 | 9960.3113 | 3879.3193 | 1406.33 | 15245.9605 | 2326.3778 | 451.5611 | 2224.5824 | 5002.5213 | 2304.2931 | 765.3148 | 1328.7751 | 4398.383 | 5845.0563
9 | 272 | 14 | 10138.9474 | 3925.8609 | 1432.4356 | 15497.2438 | 2569.6793 | 606.0146 | 1959.0249 | 5134.7188 | 2181.8429 | 787.5784 | 1426.5909 | 4396.0123 | 5966.5127
9 | 272 | 15 | 10431.0894 | 3977.7563 | 1471.1485 | 15879.9943 | 2493.8012 | 548.2132 | 1320.9416 | 4362.956 | 2090.0051 | 772.2722 | 1667.0582 | 4529.3355 | 6987.7028
9 | 272 | 16 | 10813.8801 | 4057.0547 | 1520.1953 | 16391.1301 | 2578.5133 | 592.6008 | 1266.3543 | 4437.4683 | 2144.2728 | 800.1018 | 1620.2478 | 4564.6225 | 7389.0393
9 | 272 | 17 | 10797.3627 | 4078.0702 | 1507.1495 | 16382.5824 | 2785.6571 | 700.1008 | 1231.8182 | 4717.576 | 1483.3192 | 585.8137 | 1010.5471 | 3079.6799 | 8585.3264
9 | 272 | 18 | 10339.2141 | 3907.2044 | 1465.8654 | 15712.284 | 4635.6844 | 948.2397 | 1348.6066 | 6932.5307 | 409.0955 | 162.8033 | 116.8844 | 688.7833 | 8090.97
9 | 272 | 19 | 9698.8778 | 3649.5127 | 1402.7895 | 14751.18 | 5422.7412 | 1398.6402 | 1308.7215 | 8130.1029 | 0 | 0 | 0 | 0 | 6621.0771
9 | 272 | 20 | 8894.3525 | 3338.4821 | 1321.4716 | 13554.3062 | 6166.7325 | 1276.1075 | 762.3696 | 8205.2097 | 0 | 0 | 0 | 0 | 5349.0965
9 | 272 | 21 | 8168.4478 | 3051.7865 | 1262.0323 | 12482.2666 | 7140.2117 | 1837.684 | 578.0631 | 9555.9587 | 0 | 0 | 0 | 0 | 2926.3079
9 | 272 | 22 | 7657.5693 | 2841.6182 | 1216.0202 | 11715.2077 | 7424.181 | 1990.6792 | 307.2482 | 9722.1083 | 0 | 0 | 0 | 0 | 1993.0993
9 | 272 | 23 | 7334.1164 | 2716.3718 | 1191.1911 | 11241.6793 | 7055.0578 | 1909.1111 | 207.0007 | 9171.1697 | 0 | 0 | 0 | 0 | 2070.5096
9 | 272 | 24 | 7151.6286 | 2637.8876 | 1186.5426 | 10976.0588 | 6933.4866 | 1787.5658 | 281.1136 | 9002.166 | 0 | 0 | 0 | 0 | 1973.8928
9 | 273 | 1 | 7093.5133 | 2605.9998 | 1173.9708 | 10873.4839 | 6273.9129 | 1848.8245 | 500.6736 | 8623.411 | 0 | 0 | 0 | 0 | 2250.0729
9 | 273 | 2 | 7239.0849 | 2641.8693 | 1188.9643 | 11069.9185 | 5382.4301 | 2182.468 | 828.044 | 8392.942 | 0 | 0 | 0 | 0 | 2676.9765
9 | 273 | 3 | 7818.3699 | 2832.0139 | 1243.2031 | 11893.5869 | 4607.6054 | 1733.7536 | 919.7222 | 7261.0812 | 0 | 0 | 0 | 0 | 4632.5057
9 | 273 | 4 | 8871.8143 | 3202.9178 | 1331.3227 | 13406.0547 | 4075.4548 | 1270.2238 | 998.1065 | 6343.7851 | 0 | 0 | 0 | 0 | 7062.2696
9 | 273 | 5 | 9549.8829 | 3454.9486 | 1390.8315 | 14395.663 | 3856.0253 | 995.1113 | 974.4491 | 5825.5857 | 0 | 0 | 0 | 0 | 8570.0773
9 | 273 | 6 | 9845.0547 | 3582.412 | 1422.5103 | 14849.9771 | 3321.557 | 856.0631 | 897.5793 | 5075.1993 | 0 | 0 | 0 | 0 | 9774.7778
9 | 273 | 7 | 9986.5683 | 3653.7337 | 1435.6833 | 15075.9853 | 2687.3919 | 580.9413 | 850.3442 | 4118.6774 | 0 | 0 | 97.3158 | 97.3158 | 10859.9921
9 | 273 | 8 | 10066.8242 | 3715.4518 | 1439.4043 | 15221.6804 | 1723.0978 | 418.1389 | 653.9714 | 2795.2081 | 1395.6558 | 489.8014 | 1068.7972 | 2954.2545 | 9472.2178
9 | 273 | 9 | 10124.9342 | 3773.2083 | 1428.5573 | 15326.6998 | 501.7587 | 85.3051 | 273.4059 | 860.4697 | 1893.8062 | 816.7996 | 767.9293 | 3478.535 | 10987.6951
9 | 273 | 10 | 10117.4206 | 3833.0245 | 1430.5344 | 15380.9795 | 285.6024 | 0 | 287.0522 | 572.6546 | 2554.7598 | 851.5866 | 1549.0785 | 4955.4249 | 9852.9
9 | 273 | 11 | 10245.3782 | 3865.2974 | 1433.3897 | 15544.0653 | 400.2749 | 0 | 384.7458 | 785.0206 | 2130.358 | 811.2337 | 1093.6564 | 4035.2481 | 10723.7966
9 | 273 | 12 | 10331.7486 | 3912.1601 | 1427.5368 | 15671.4455 | 594.067 | 0.28694 | 578.8664 | 1173.2203 | 2126.1836 | 775.0551 | 1147.9867 | 4049.2254 | 10448.9998
9 | 273 | 13 | 10439.7632 | 3937.9941 | 1431.4998 | 15809.2571 | 877.0368 | 32.924 | 624.3612 | 1534.322 | 2066.3498 | 744.4426 | 1082.6704 | 3893.4628 | 10381.4723
9 | 273 | 14 | 10545.2925 | 3982.1314 | 1442.7255 | 15970.1494 | 1189.1326 | 108.9427 | 720.6268 | 2018.7021 | 2151.2303 | 737.4851 | 889.8261 | 3778.5415 | 10172.9058
9 | 273 | 15 | 10755.9802 | 4039.7475 | 1473.2349 | 16268.9625 | 1568.3524 | 227.8896 | 753.6755 | 2549.9175 | 2376.6502 | 658.1707 | 1338.6821 | 4373.503 | 9345.542
9 | 273 | 16 | 11122.2378 | 4161.0746 | 1518.7299 | 16802.0422 | 1923.7942 | 270.2992 | 1045.6843 | 3239.7778 | 1950.8569 | 704.0896 | 1037.8141 | 3692.7606 | 9869.5039
9 | 273 | 17 | 11188.7242 | 4186.4442 | 1509.4885 | 16884.6569 | 2080.8368 | 386.2621 | 1307.7203 | 3774.8193 | 1337.2136 | 592.7711 | 684.6949 | 2614.6796 | 10495.1581
9 | 273 | 18 | 10752.9979 | 4047.1273 | 1461.475 | 16261.6001 | 3364.0575 | 496.3845 | 1688.7583 | 5549.2003 | 254.6411 | 151.6715 | 50.0933 | 456.4059 | 10255.9939
9 | 273 | 19 | 10102.7587 | 3810.7797 | 1403.6997 | 15317.2381 | 3317.8869 | 440.5026 | 2699.5812 | 6457.9707 | 0 | 0 | 0 | 0 | 8859.2673
9 | 273 | 20 | 9334.8935 | 3507.7416 | 1333.01 | 14175.645 | 2957.8961 | 413.0033 | 2915.239 | 6286.1385 | 0 | 0 | 0 | 0 | 7889.5066
9 | 273 | 21 | 8607.9656 | 3217.3577 | 1279.052 | 13104.3754 | 2638.5899 | 503.1105 | 3200.1131 | 6341.8135 | 0 | 0 | 0 | 0 | 6762.5619
9 | 273 | 22 | 8029.3695 | 2993.5566 | 1229.8693 | 12252.7954 | 2707.7867 | 455.3707 | 2423.1173 | 5586.2747 | 0 | 0 | 0 | 0 | 6666.5207
9 | 273 | 23 | 7651.8149 | 2825.4295 | 1198.2205 | 11675.4649 | 2409.3311 | 424.4566 | 1662.254 | 4496.0416 | 0 | 0 | 0 | 0 | 7179.4233
9 | 273 | 24 | 7391.3845 | 2715.4692 | 1181.2538 | 11288.1075 | 2341.4422 | 438.701 | 1603.9919 | 4384.1351 | 0 | 0 | 0 | 0 | 6903.9724
10 | 274 | 1 | 7248.7113 | 2665.0778 | 1187.6266 | 11101.4157 | 2429.1932 | 460.7384 | 1421.5155 | 4311.4471 | 0 | 0 | 0 | 0 | 6789.9686
10 | 274 | 2 | 7309.3412 | 2683.2756 | 1202.7781 | 11195.395 | 2341.9042 | 893.8532 | 1303.7573 | 4539.5146 | 0 | 0 | 0 | 0 | 6655.8803
10 | 274 | 3 | 7759.2923 | 2848.0406 | 1249.7353 | 11857.0682 | 2277.6357 | 1087.5259 | 1162.4806 | 4527.6421 | 0 | 0 | 0 | 0 | 7329.426
10 | 274 | 4 | 8667.9879 | 3170.6887 | 1330.6387 | 13169.3154 | 2298.7475 | 1113.4592 | 926.9432 | 4339.1498 | 0 | 0 | 0 | 0 | 8830.1656
10 | 274 | 5 | 9278.5916 | 3397.3249 | 1392.9636 | 14068.8801 | 2348.2686 | 1179.2762 | 702.7517 | 4230.2966 | 0 | 0 | 0 | 0 | 9838.5835
10 | 274 | 6 | 9441.2037 | 3498.4793 | 1434.0422 | 14373.7251 | 2289.6988 | 1255.0074 | 532.7714 | 4077.4775 | 0 | 0 | 0 | 0 | 10296.2476
10 | 274 | 7 | 9354.2243 | 3516.2606 | 1438.773 | 14309.2579 | 2222.7997 | 1518.2708 | 577.7909 | 4318.8615 | 0 | 0 | 1.3706 | 1.3706 | 9989.0257
10 | 274 | 8 | 9240.7177 | 3501.6679 | 1428.6451 | 14171.0307 | 2204.3051 | 1448.631 | 454.6208 | 4107.5569 | 30.6126 | 5.5659 | 46.6228 | 82.8013 | 9980.6725
10 | 274 | 9 | 9142.3116 | 3481.9751 | 1415.5944 | 14039.8812 | 1043.2377 | 672.1617 | 341.9514 | 2057.3508 | 90.4463 | 22.2637 | 115.2592 | 227.9692 | 11754.5611
10 | 274 | 10 | 9060.9704 | 3483.6212 | 1409.7013 | 13954.2929 | 856.1906 | 569.2342 | 283.905 | 1709.3298 | 150.28 | 37.57 | 186.6787 | 374.5287 | 11870.4344
10 | 274 | 11 | 9058.9046 | 3524.8671 | 1396.8306 | 13980.6023 | 721.6806 | 517.5833 | 274.6469 | 1513.9108 | 229.5944 | 55.6593 | 262.2517 | 547.5054 | 11919.1861
10 | 274 | 12 | 9076.7328 | 3543.9007 | 1386.3843 | 14007.0178 | 364.2932 | 466.8408 | 242.7736 | 1073.9076 | 304.7344 | 69.5741 | 372.5284 | 746.8369 | 12186.2733
10 | 274 | 13 | 9231.8498 | 3576.318 | 1386.8841 | 14195.052 | 974.8446 | 378.984 | 238.337 | 1592.1655 | 306.1259 | 65.3996 | 400.8744 | 772.3999 | 11830.4865
10 | 274 | 14 | 9534.4409 | 3649.5026 | 1404.6047 | 14588.5481 | 514.0614 | 187.4469 | 254.789 | 956.2973 | 130.7992 | 64.0081 | 454.1629 | 648.9703 | 12983.2805
10 | 274 | 15 | 9870.2556 | 3698.6102 | 1436.4428 | 15005.3086 | 545.6233 | 142.0586 | 251.3833 | 939.0652 | 161.4118 | 104.3611 | 581.9038 | 847.6767 | 13218.5666
10 | 274 | 16 | 10185.9922 | 3795.0643 | 1489.5489 | 15470.6054 | 810.1552 | 64.1537 | 207.8507 | 1082.1596 | 65.3996 | 132.1907 | 732.2997 | 929.8901 | 13458.5558
10 | 274 | 17 | 10171.6095 | 3773.8746 | 1487.3349 | 15432.819 | 1393.5317 | 62.6637 | 207.3471 | 1663.5425 | 62.6167 | 164.1948 | 355.1639 | 581.9753 | 13187.3012
10 | 274 | 18 | 9777.9144 | 3654.5722 | 1449.0465 | 14881.5331 | 2270.6654 | 577.5142 | 397.4934 | 3245.673 | 0 | 70.9655 | 0 | 70.9655 | 11564.8946
10 | 274 | 19 | 9310.9842 | 3459.6579 | 1397.5283 | 14168.1704 | 3078.7357 | 1351.6205 | 452.1755 | 4882.5317 | 0 | 0 | 0 | 0 | 9285.6387
10 | 274 | 20 | 8701.8266 | 3208.236 | 1336.178 | 13246.2406 | 3166.669 | 1821.587 | 498.1036 | 5486.3596 | 0 | 0 | 0 | 0 | 7759.881
10 | 274 | 21 | 8026.1765 | 2977.6941 | 1279.2313 | 12283.1019 | 2448.5856 | 949.783 | 362.8171 | 3761.1857 | 0 | 0 | 0 | 0 | 8521.9162
10 | 274 | 22 | 7488.5171 | 2767.8345 | 1229.2681 | 11485.6197 | 2102.1129 | 930.4107 | 400.2124 | 3432.7361 | 0 | 0 | 0 | 0 | 8052.8837
10 | 274 | 23 | 7155.63 | 2640.0283 | 1203.1183 | 10998.7767 | 1933.0377 | 854.7472 | 659.9535 | 3447.7385 | 0 | 0 | 0 | 0 | 7551.0383
10 | 274 | 24 | 6964.9042 | 2560.3631 | 1193.6277 | 10718.895 | 2155.6025 | 601.2158 | 718.3499 | 3475.1683 | 0 | 0 | 0 | 0 | 7243.7267
10 | 275 | 1 | 6885.8023 | 2522.9214 | 1193.1813 | 10601.905 | 2598.9748 | 409.4151 | 780.8596 | 3789.2495 | 0 | 0 | 0 | 0 | 6812.6554
10 | 275 | 2 | 6903.0707 | 2525.7575 | 1204.3764 | 10633.2046 | 2340.7711 | 299.9776 | 984.5351 | 3625.2838 | 0 | 0 | 0 | 0 | 7007.9209
10 | 275 | 3 | 7100.8114 | 2576.5897 | 1223.1946 | 10900.5958 | 2413.1156 | 144.3048 | 1545.8503 | 4103.2707 | 0 | 0 | 0 | 0 | 6797.3251
10 | 275 | 4 | 7485.9834 | 2718.636 | 1265.1022 | 11469.7215 | 2480.7398 | 97.4764 | 1707.6065 | 4285.8226 | 0 | 0 | 0 | 0 | 7183.8988
10 | 275 | 5 | 7935.474 | 2893.5098 | 1321.9522 | 12150.9361 | 2379.8357 | 42.4977 | 1949.3654 | 4371.6988 | 0 | 0 | 0 | 0 | 7779.2372
10 | 275 | 6 | 8420.3742 | 3101.1038 | 1372.8791 | 12894.3571 | 2290.6821 | 4.0952 | 2506.782 | 4801.5593 | 0 | 0 | 0 | 0 | 8092.7978
10 | 275 | 7 | 8707.8537 | 3239.8703 | 1391.6081 | 13339.3321 | 2533.1948 | 0.38907 | 2518.7796 | 5052.3635 | 0 | 0 | 0 | 0 | 8286.9686
10 | 275 | 8 | 8751.927 | 3289.9729 | 1381.4033 | 13423.3031 | 2991.9739 | 1.9502 | 2312.1183 | 5306.0424 | 59.8337 | 16.6978 | 41.3694 | 117.9009 | 7999.3598
10 | 275 | 9 | 8703.5324 | 3277.4665 | 1377.0826 | 13358.0814 | 2860.3933 | 1.7557 | 2052.2878 | 4914.4368 | 87.6633 | 19.4807 | 134.7608 | 241.9049 | 8201.7398
10 | 275 | 10 | 8598.0379 | 3303.913 | 1365.7363 | 13267.6872 | 3076.7067 | 3.0749 | 1878.023 | 4957.8046 | 175.3267 | 72.357 | 107.4938 | 355.1774 | 7954.7051
10 | 275 | 11 | 8647.2145 | 3316.2837 | 1351.6734 | 13315.1715 | 3310.8473 | 30.2323 | 2013.049 | 5354.1287 | 160.0204 | 98.7952 | 255.7527 | 514.5682 | 7446.4745
10 | 275 | 12 | 8708.9057 | 3285.6586 | 1346.688 | 13341.2523 | 3247.7524 | 135.6299 | 2059.2871 | 5442.6694 | 306.1259 | 151.6715 | 189.0286 | 646.826 | 7251.7569
10 | 275 | 13 | 8762.842 | 3282.7036 | 1352.8115 | 13398.3571 | 3595.2341 | 380.9532 | 2223.4581 | 6199.6455 | 236.5518 | 193.4159 | 157.0037 | 586.9714 | 6611.7402
10 | 275 | 14 | 8984.0291 | 3338.7842 | 1378.6349 | 13701.4482 | 3662.3529 | 687.9694 | 2442.6917 | 6793.0139 | 218.4626 | 68.1826 | 78.6685 | 365.3137 | 6543.1206
10 | 275 | 15 | 9328.7819 | 3420.0742 | 1413.2429 | 14162.0989 | 4403.6943 | 1360.004 | 2776.9386 | 8540.6369 | 175.3267 | 76.5315 | 44.1315 | 295.9897 | 5325.4723
10 | 275 | 16 | 9705.597 | 3531.2422 | 1451.1436 | 14687.9828 | 5013.2792 | 1698.4178 | 2839.6494 | 9551.3464 | 165.5863 | 58.4422 | 30.4042 | 254.4327 | 4882.2036
10 | 275 | 17 | 9614.1754 | 3516.868 | 1436.4794 | 14567.5227 | 5466.7983 | 2932.1112 | 2811.9426 | 11210.852 | 58.4422 | 13.9148 | 4.1536 | 76.5106 | 3280.1601
10 | 275 | 18 | 9286.5235 | 3404.4598 | 1402.464 | 14093.4473 | 5896.8724 | 3371.2089 | 2868.2331 | 12136.3143 | 1.3915 | 0 | 0 | 1.3915 | 1955.7415
10 | 275 | 19 | 8898.1588 | 3276.8382 | 1356.9499 | 13531.947 | 7753.1411 | 3372.254 | 2991.2266 | 14116.6216 | 0 | 0 | 0 | 0 | -584.6747
10 | 275 | 20 | 8401.73 | 3105.6011 | 1304.2538 | 12811.5849 | 8062.6079 | 3372.254 | 3059.3006 | 14494.1624 | 0 | 0 | 0 | 0 | -1682.5775
10 | 275 | 21 | 7877.4505 | 2933.6551 | 1253.5457 | 12064.6513 | 6653.7584 | 3372.254 | 2898.0975 | 12924.1099 | 0 | 0 | 0 | 0 | -859.4586
10 | 275 | 22 | 7421.6881 | 2774.502 | 1208.4269 | 11404.617 | 5958.3796 | 3372.254 | 2743.8813 | 12074.5148 | 0 | 0 | 0 | 0 | -669.8978
10 | 275 | 23 | 7132.0834 | 2665.9292 | 1187.0071 | 10985.0197 | 6139.7214 | 3372.254 | 2181.8196 | 11693.795 | 0 | 0 | 0 | 0 | -708.7753
10 | 275 | 24 | 6960.2553 | 2599.7583 | 1181.1937 | 10741.2073 | 6774.6651 | 3334.0358 | 1751.3219 | 11860.0227 | 0 | 0 | 0 | 0 | -1118.8154
10 | 276 | 1 | 6859.0994 | 2566.9714 | 1173.596 | 10599.6668 | 5769.48 | 2527.877 | 1256.8595 | 9554.2164 | 0 | 0 | 0 | 0 | 1045.4504
10 | 276 | 2 | 6861.8489 | 2561.0852 | 1168.8242 | 10591.7583 | 5654.788 | 2687.2235 | 770.8346 | 9112.8461 | 0 | 0 | 0 | 0 | 1478.9122
10 | 276 | 3 | 6995.5263 | 2602.5785 | 1187.6865 | 10785.7913 | 5318.2361 | 2504.3271 | 624.0734 | 8446.6367 | 0 | 0 | 0 | 0 | 2339.1546
10 | 276 | 4 | 7288.308 | 2697.5868 | 1224.4741 | 11210.3688 | 4824.2714 | 2443.3604 | 650.9953 | 7918.6271 | 0 | 0 | 0 | 0 | 3291.7417
10 | 276 | 5 | 7676.4259 | 2835.3561 | 1285.1718 | 11796.9538 | 4660.9387 | 2125.9857 | 755.357 | 7542.2814 | 0 | 0 | 0 | 0 | 4254.6724
10 | 276 | 6 | 8219.2081 | 3045.8957 | 1347.7228 | 12612.8266 | 4305.192 | 2351.8793 | 877.0235 | 7534.0948 | 0 | 0 | 0 | 0 | 5078.7318
10 | 276 | 7 | 8647.9212 | 3242.9143 | 1390.1796 | 13281.015 | 4272.435 | 2142.8792 | 1361.2158 | 7776.53 | 0 | 0 | 0 | 0 | 5504.4851
10 | 276 | 8 | 8952.4764 | 3377.1285 | 1405.8854 | 13735.4902 | 3077.4623 | 1986.3832 | 1234.7961 | 6298.6416 | 836.2803 | 461.9718 | 841.8073 | 2140.0594 | 5296.7892
10 | 276 | 9 | 9119.1776 | 3458.1231 | 1405.927 | 13983.2277 | 1827.5187 | 1406.3239 | 726.1304 | 3959.9729 | 745.834 | 808.4506 | 162.778 | 1717.0627 | 8306.1922
10 | 276 | 10 | 9321.0765 | 3513.9267 | 1402.8294 | 14237.8326 | 1354.5249 | 988.8783 | 419.7456 | 2763.1488 | 557.984 | 449.4485 | 402.5621 | 1409.9947 | 10064.6891
10 | 276 | 11 | 9468.6037 | 3549.1466 | 1388.8786 | 14406.6289 | 1075.8911 | 653.4208 | 352.8339 | 2082.1458 | 557.984 | 532.9374 | 455.5217 | 1546.4431 | 10778.04
10 | 276 | 12 | 9509.8507 | 3618.639 | 1384.0726 | 14512.5623 | 887.1155 | 370.5929 | 363.4931 | 1621.2015 | 667.9111 | 580.2477 | 562.5825 | 1810.7413 | 11080.6195
10 | 276 | 13 | 9635.4162 | 3694.9958 | 1390.6299 | 14721.042 | 548.8938 | 250.5642 | 304.5109 | 1103.9689 | 999.0836 | 281.0793 | 640.4221 | 1920.585 | 11696.4881
10 | 276 | 14 | 9819.8149 | 3831.7874 | 1408.7671 | 15060.3693 | 538.7587 | 228.7163 | 293.289 | 1060.764 | 1177.1932 | 350.6533 | 960.7961 | 2488.6427 | 11510.9626
10 | 276 | 15 | 10027.2119 | 3952.8705 | 1443.6577 | 15423.7402 | 494.1495 | 203.7833 | 350.1789 | 1048.1117 | 722.1788 | 265.7729 | 765.6509 | 1753.6026 | 12622.0258
10 | 276 | 16 | 10188.2428 | 4032.2372 | 1468.4219 | 15688.9019 | 438.4565 | 221.1501 | 380.3038 | 1039.9104 | 819.5825 | 713.83 | 316.649 | 1850.0615 | 12798.93
10 | 276 | 17 | 10019.7876 | 4037.562 | 1449.2827 | 15506.6323 | 551.3639 | 425.9791 | 441.5312 | 1418.8742 | 613.6433 | 52.8763 | 174.8266 | 841.3462 | 13246.412
10 | 276 | 18 | 9601.7208 | 3898.7509 | 1406.9776 | 14907.4493 | 761.3504 | 642.3957 | 786.1497 | 2189.8958 | 16.6978 | 43.1359 | 0 | 59.8337 | 12657.7198
10 | 276 | 19 | 9082.6871 | 3686.4238 | 1347.3355 | 14116.4464 | 809.2487 | 1008.0196 | 962.3149 | 2779.5832 | 0 | 0 | 0 | 0 | 11336.8631
10 | 276 | 20 | 8494.3303 | 3432.9354 | 1289.1067 | 13216.3724 | 586.5523 | 672.5529 | 943.8768 | 2202.982 | 0 | 0 | 0 | 0 | 11013.3904
10 | 276 | 21 | 7909.8776 | 3177.7714 | 1241.2031 | 12328.852 | 356.9166 | 338.9378 | 577.7709 | 1273.6253 | 0 | 0 | 0 | 0 | 11055.2268
10 | 276 | 22 | 7469.0125 | 2973.153 | 1207.9993 | 11650.1648 | 555.2278 | 192.239 | 399.5233 | 1146.9901 | 0 | 0 | 0 | 0 | 10503.1747
10 | 276 | 23 | 7169.4173 | 2840.9122 | 1182.7928 | 11193.1223 | 927.2947 | 89.8427 | 357.5018 | 1374.6391 | 0 | 0 | 0 | 0 | 9818.4832
10 | 276 | 24 | 6972.1763 | 2748.9669 | 1178.4199 | 10899.5631 | 1745.0869 | 172.0143 | 433.162 | 2350.2632 | 0 | 0 | 0 | 0 | 8549.2999
10 | 277 | 1 | 6904.1067 | 2703.2441 | 1182.6352 | 10789.986 | 2760.5133 | 247.2748 | 701.1946 | 3708.9827 | 0 | 0 | 0 | 0 | 7081.0034
10 | 277 | 2 | 7006.0672 | 2725.5653 | 1202.2964 | 10933.9289 | 3775.3292 | 319.5217 | 852.3151 | 4947.166 | 0 | 0 | 0 | 0 | 5986.7629
10 | 277 | 3 | 7379.5721 | 2862.3768 | 1242.3833 | 11484.3322 | 4745.3396 | 384.9151 | 1240.7587 | 6371.0134 | 0 | 0 | 0 | 0 | 5113.3188
10 | 277 | 4 | 8043.7575 | 3133.663 | 1314.2123 | 12491.6328 | 5492.9171 | 538.5176 | 1734.0453 | 7765.48 | 0 | 0 | 0 | 0 | 4726.1528
10 | 277 | 5 | 8662.4313 | 3387.7103 | 1387.4112 | 13437.5528 | 6168.3756 | 638.0346 | 2128.2703 | 8934.6805 | 0 | 0 | 0 | 0 | 4502.8722
10 | 277 | 6 | 9254.758 | 3579.4126 | 1454.1534 | 14288.324 | 7135.2517 | 685.6336 | 2583.1529 | 10404.0382 | 0 | 0 | 0 | 0 | 3884.2858
10 | 277 | 7 | 9621.9575 | 3694.3809 | 1476.0204 | 14792.3587 | 8038.2296 | 860.9687 | 3043.0148 | 11942.2131 | 0 | 0 | 21.9303 | 21.9303 | 2828.2153
10 | 277 | 8 | 9782.8191 | 3751.72 | 1477.5685 | 15012.1077 | 8298.4784 | 1024.0105 | 3505.4526 | 12827.9415 | 1042.2196 | 282.4707 | 317.1744 | 1641.8647 | 542.3015
10 | 277 | 9 | 9865.7261 | 3759.4442 | 1466.2126 | 15091.3829 | 7222.8032 | 768.4327 | 3281.3243 | 11272.5602 | 198.9818 | 147.497 | 105.3567 | 451.8356 | 3366.9871
10 | 277 | 10 | 9880.595 | 3748.5266 | 1453.701 | 15082.8226 | 6363.4491 | 763.9478 | 3401.1121 | 10528.5089 | 598.337 | 805.6677 | 160.5159 | 1564.5206 | 2989.7931
10 | 277 | 11 | 9863.2406 | 3746.2581 | 1447.0944 | 15056.5931 | 6043.9378 | 868.2741 | 3590.2685 | 10502.4804 | 659.5622 | 640.0815 | 285.1867 | 1584.8303 | 2969.2824
10 | 277 | 12 | 9826.1356 | 3716.7846 | 1440.084 | 14983.0043 | 6097.8232 | 1063.1171 | 3636.0256 | 10796.9659 | 758.3574 | 520.4141 | 217.0041 | 1495.7755 | 2690.2629
10 | 277 | 13 | 9880.2669 | 3707.6817 | 1442.8183 | 15030.7669 | 6207.8571 | 1235.4959 | 3961.3322 | 11404.6852 | 837.6718 | 557.984 | 274.3674 | 1670.0232 | 1956.0586
10 | 277 | 14 | 10092.9379 | 3762.6412 | 1459.124 | 15314.7032 | 7021.8016 | 1345.8156 | 3940.2426 | 12307.8598 | 605.2944 | 445.274 | 110.7559 | 1161.3244 | 1845.519
10 | 277 | 15 | 10446.3503 | 3870.385 | 1493.6914 | 15810.4267 | 7719.4011 | 1384.9573 | 3985.7441 | 13090.1025 | 517.6311 | 342.3044 | 106.4357 | 966.3712 | 1753.953
10 | 277 | 16 | 10729.2699 | 3972.3805 | 1537.8572 | 16239.5076 | 8791.4861 | 1502.1984 | 4213.6503 | 14507.3349 | 429.9677 | 41.7444 | 330.9851 | 802.6972 | 929.4755
10 | 277 | 17 | 10562.9709 | 3928.7959 | 1516.7195 | 16008.4863 | 9352.4312 | 1653.4244 | 4022.1774 | 15028.033 | 90.4463 | 30.6126 | 23.6135 | 144.6724 | 835.7809
10 | 277 | 18 | 10082.0136 | 3766.6231 | 1460.9627 | 15309.5994 | 10146.9066 | 2650.8065 | 4168.7003 | 16966.4133 | 1.3915 | 18.0893 | 0 | 19.4807 | -1676.2947
10 | 277 | 19 | 9461.1828 | 3536.9916 | 1390.2009 | 14388.3753 | 10457.1959 | 2924.9814 | 4216.7931 | 17598.9703 | 0 | 0 | 0 | 0 | -3210.595
10 | 277 | 20 | 8710.403 | 3260.3537 | 1317.3941 | 13288.1509 | 10386.4978 | 2760.1816 | 3687.4061 | 16834.0855 | 0 | 0 | 0 | 0 | -3545.9346
10 | 277 | 21 | 8008.3622 | 3001.8599 | 1258.2614 | 12268.4836 | 10807.1626 | 2192.8014 | 4005.8264 | 17005.7904 | 0 | 0 | 0 | 0 | -4737.3068
10 | 277 | 22 | 7518.5876 | 2817.6598 | 1218.6694 | 11554.9168 | 10903.6158 | 2520.5815 | 4084.1799 | 17508.3772 | 0 | 0 | 0 | 0 | -5953.4604
10 | 277 | 23 | 7225.3741 | 2710.3671 | 1198.8798 | 11134.621 | 10733.4279 | 3355.5861 | 4202.0653 | 18291.0793 | 0 | 0 | 0 | 0 | -7156.4583
10 | 277 | 24 | 7075.3853 | 2647.3588 | 1187.8665 | 10910.6106 | 10677.7418 | 3372.254 | 4047.7826 | 18097.7784 | 0 | 0 | 0 | 0 | -7187.1678
10 | 278 | 1 | 7042.5683 | 2629.2178 | 1187.3148 | 10859.1009 | 10535.7061 | 3372.254 | 3961.1767 | 17869.1368 | 0 | 0 | 0 | 0 | -7010.0359
10 | 278 | 2 | 7218.7843 | 2678.8014 | 1206.0077 | 11103.5934 | 10578.9842 | 3167.8003 | 3565.3699 | 17312.1544 | 0 | 0 | 0 | 0 | -6208.561
10 | 278 | 3 | 7801.0445 | 2872.5494 | 1258.4578 | 11932.0517 | 10290.866 | 2905.0778 | 3701.3627 | 16897.3066 | 0 | 0 | 0 | 0 | -4965.2549
10 | 278 | 4 | 8902.2727 | 3262.287 | 1353.7351 | 13518.2948 | 10251.2812 | 3340.8508 | 3974.6126 | 17566.7446 | 0 | 0 | 0 | 0 | -4048.4498
10 | 278 | 5 | 9664.1517 | 3547.1434 | 1412.9275 | 14624.2226 | 10244.7434 | 3372.254 | 3912.5983 | 17529.5957 | 0 | 0 | 0 | 0 | -2905.3731
10 | 278 | 6 | 10041.5551 | 3701.4026 | 1448.3494 | 15191.3072 | 9774.8453 | 3372.254 | 3688.5943 | 16835.6937 | 0 | 0 | 0 | 0 | -1644.3865
10 | 278 | 7 | 10201.8004 | 3785.6011 | 1457.744 | 15445.1454 | 8965.6971 | 3372.254 | 3768.5194 | 16106.4705 | 0 | 0 | 0 | 0 | -661.3251
10 | 278 | 8 | 10188.9001 | 3850.2913 | 1448.417 | 15487.6084 | 6728.5086 | 2993.8733 | 3211.7542 | 12934.1361 | 1287.1203 | 491.1929 | 1085.245 | 2863.5582 | -310.0858
10 | 278 | 9 | 10263.2076 | 3901.7976 | 1441.6446 | 15606.6499 | 4486.6066 | 2553.5831 | 1885.6124 | 8925.8022 | 1900.7636 | 852.9781 | 1720.9717 | 4474.7134 | 2206.1343
10 | 278 | 10 | 10364.0247 | 3937.7317 | 1445.9765 | 15747.7329 | 3122.4246 | 1707.7826 | 1355.496 | 6185.7033 | 2638.2488 | 876.6333 | 1733.4951 | 5248.3771 | 4313.6525
10 | 278 | 11 | 10508.876 | 3973.479 | 1453.4361 | 15935.7911 | 1948.8153 | 1034.5922 | 799.8345 | 3783.242 | 2487.9687 | 830.7144 | 1618.9189 | 4937.602 | 7214.9471
10 | 278 | 12 | 10552.3641 | 3990.117 | 1455.1553 | 15997.6364 | 1191.9316 | 640.145 | 457.9284 | 2290.005 | 2354.3866 | 784.7955 | 1520.8322 | 4660.0142 | 9047.6171
10 | 278 | 13 | 10672.9034 | 4020.1988 | 1461.5201 | 16154.6224 | 716.6122 | 329.2087 | 250.4318 | 1296.2526 | 2336.2972 | 773.6636 | 1515.2037 | 4625.1646 | 10233.2052
10 | 278 | 14 | 10923.7482 | 4098.7808 | 1475.3938 | 16497.9228 | 428.7532 | 143.5409 | 185.4726 | 757.7667 | 2423.9606 | 802.8848 | 1564.6303 | 4791.4757 | 10948.6804
10 | 278 | 15 | 11235.8416 | 4183.5837 | 1498.4468 | 16917.8721 | 277.6946 | 48.8216 | 133.3215 | 459.8377 | 2567.2832 | 843.2377 | 1678.1276 | 5088.6485 | 11369.3859
10 | 278 | 16 | 11624.6303 | 4311.701 | 1544.884 | 17481.2153 | 213.2818 | 14.2366 | 145.0907 | 372.6091 | 2304.2932 | 832.1059 | 1321.9753 | 4458.3744 | 12650.2318
10 | 278 | 17 | 11611.7429 | 4314.4816 | 1535.6222 | 17461.8468 | 348.5203 | 2.2803 | 257.6588 | 608.4594 | 1479.1447 | 578.8563 | 516.6799 | 2574.6809 | 14278.7065
10 | 278 | 18 | 11110.5527 | 4121.5658 | 1479.5651 | 16711.6836 | 1115.4485 | 88.401 | 454.7174 | 1658.5669 | 30.6126 | 87.6633 | 0 | 118.2759 | 14934.8408
10 | 278 | 19 | 10435.8247 | 3881.9466 | 1423.5162 | 15741.2875 | 1518.6905 | 291.9264 | 474.4704 | 2285.0874 | 0 | 0 | 0 | 0 | 13456.2002
10 | 278 | 20 | 9618.617 | 3575.1409 | 1359.5493 | 14553.3072 | 1404.6842 | 725.347 | 359.3416 | 2489.3728 | 0 | 0 | 0 | 0 | 12063.9344
10 | 278 | 21 | 8869.4298 | 3281.8743 | 1294.1794 | 13445.4835 | 1180.5728 | 1164.1206 | 348.3406 | 2693.034 | 0 | 0 | 0 | 0 | 10752.4495
10 | 278 | 22 | 8294.0728 | 3061.5815 | 1251.5712 | 12607.2255 | 882.2743 | 1244.3844 | 342.9801 | 2469.6388 | 0 | 0 | 0 | 0 | 10137.5868
10 | 278 | 23 | 7929.8866 | 2936.6182 | 1226.5971 | 12093.102 | 607.5024 | 635.2371 | 288.8484 | 1531.588 | 0 | 0 | 0 | 0 | 10561.514
10 | 278 | 24 | 7705.2762 | 2851.3765 | 1215.802 | 11772.4547 | 506.7755 | 505.2629 | 220.4012 | 1232.4396 | 0 | 0 | 0 | 0 | 10540.0151
10 | 279 | 1 | 7606.9975 | 2816.1141 | 1210.8083 | 11633.9199 | 520.7869 | 392.2125 | 224.9272 | 1137.9266 | 0 | 0 | 0 | 0 | 10495.9933
10 | 279 | 2 | 7737.5613 | 2860.116 | 1227.2959 | 11824.9732 | 516.5896 | 313.4986 | 261.9496 | 1092.0377 | 0 | 0 | 0 | 0 | 10732.9354
10 | 279 | 3 | 8306.7911 | 3057.4745 | 1280.2308 | 12644.4964 | 536.9417 | 211.6116 | 331.6392 | 1080.1925 | 0 | 0 | 0 | 0 | 11564.3038
10 | 279 | 4 | 9376.8667 | 3449.9702 | 1370.4885 | 14197.3253 | 671.4041 | 142.3577 | 550.7248 | 1364.4866 | 0 | 0 | 0 | 0 | 12832.8388
10 | 279 | 5 | 10080.7816 | 3714.6761 | 1430.7321 | 15226.1898 | 764.4971 | 108.5229 | 701.3816 | 1574.4016 | 0 | 0 | 0 | 0 | 13651.7882
10 | 279 | 6 | 10424.7921 | 3855.6195 | 1474.3516 | 15754.7633 | 932.2583 | 102.3398 | 801.9935 | 1836.5916 | 0 | 0 | 0 | 0 | 13918.1716
10 | 279 | 7 | 10639.1357 | 3965.88 | 1483.9348 | 16088.9505 | 1249.8643 | 108.5173 | 835.731 | 2194.1126 | 0 | 0 | 0 | 0 | 13894.838
10 | 279 | 8 | 10817.1881 | 4066.7832 | 1492.3703 | 16376.3417 | 1552.5641 | 104.0838 | 577.6425 | 2234.2904 | 1378.9581 | 250.4667 | 1040.926 | 2670.3507 | 11471.7006
10 | 279 | 9 | 10969.3069 | 4158.6912 | 1483.024 | 16611.0221 | 893.4808 | 15.6966 | 130.4467 | 1039.6241 | 922.5522 | 80.7059 | 1343.2524 | 2346.5105 | 13224.8874
10 | 279 | 10 | 11123.6472 | 4246.9826 | 1484.4868 | 16855.1166 | 803.1123 | 1.7022 | 87.3015 | 892.116 | 1267.6395 | 141.9311 | 1154.3534 | 2563.9241 | 13399.0765
10 | 279 | 11 | 11387.1657 | 4338.7079 | 1485.5681 | 17211.4417 | 1041.6321 | 20.9468 | 105.0336 | 1167.6124 | 1217.5462 | 300.56 | 1051.2796 | 2569.3858 | 13474.4434
10 | 279 | 12 | 11582.3865 | 4397.0366 | 1481.8391 | 17461.2622 | 1415.9276 | 54.7525 | 149.9376 | 1620.6177 | 1622.4673 | 306.1259 | 1145.1575 | 3073.7508 | 12766.8937
10 | 279 | 13 | 11812.9157 | 4462.2131 | 1485.2778 | 17760.4066 | 1923.3885 | 125.0334 | 220.947 | 2269.3689 | 1534.804 | 311.6918 | 1081.1286 | 2927.6244 | 12563.4133
10 | 279 | 14 | 12077.1278 | 4535.3402 | 1492.2027 | 18104.6708 | 2611.9661 | 210.6088 | 293.0153 | 3115.5902 | 822.3655 | 141.9311 | 493.1751 | 1457.4717 | 13531.6089
10 | 279 | 15 | 12243.6059 | 4549.5996 | 1511.0583 | 18304.2638 | 3434.6548 | 338.9269 | 441.8475 | 4215.4292 | 922.5522 | 218.4626 | 709.6746 | 1850.6893 | 12238.1452
10 | 279 | 16 | 12431.9071 | 4574.3221 | 1546.0728 | 18552.302 | 4451.1666 | 579.1511 | 839.443 | 5869.7607 | 659.5622 | 94.6207 | 720.0146 | 1474.1976 | 11208.3438
10 | 279 | 17 | 12353.0458 | 4552.4115 | 1526.718 | 18432.1752 | 5490.4466 | 883.7213 | 1841.4189 | 8215.5868 | 541.2863 | 296.3855 | 218.9373 | 1056.6091 | 9159.9793
10 | 279 | 18 | 11815.9592 | 4403.8332 | 1465.6675 | 17685.4599 | 8320.6804 | 1918.503 | 3152.9647 | 13392.148 | 0 | 26.4381 | 0 | 26.4381 | 4266.8738
10 | 279 | 19 | 11071.323 | 4141.9614 | 1402.398 | 16615.6824 | 10051.4778 | 2695.1376 | 3715.494 | 16462.1094 | 0 | 0 | 0 | 0 | 153.573
10 | 279 | 20 | 10145.3713 | 3803.098 | 1329.2756 | 15277.7449 | 10308.9351 | 2971.203 | 4107.7883 | 17387.9264 | 0 | 0 | 0 | 0 | -2110.1815
10 | 279 | 21 | 9322.9668 | 3493.8427 | 1271.1318 | 14087.9413 | 10402.7449 | 3223.1443 | 4126.5908 | 17752.4801 | 0 | 0 | 0 | 0 | -3664.5388
10 | 279 | 22 | 8698.4693 | 3267.6828 | 1226.901 | 13193.0531 | 10736.6302 | 3238.8851 | 4104.1609 | 18079.6762 | 0 | 0 | 0 | 0 | -4886.6231
10 | 279 | 23 | 8312.4969 | 3124.7181 | 1201.598 | 12638.8131 | 10795.6296 | 3234.4846 | 4130.7055 | 18160.8197 | 0 | 0 | 0 | 0 | -5522.0066
10 | 279 | 24 | 8048.3209 | 3029.0436 | 1198.1248 | 12275.4893 | 10804.0767 | 3156.868 | 4191.8935 | 18152.8382 | 0 | 0 | 0 | 0 | -5877.3489
10 | 280 | 1 | 7925.3251 | 2992.1942 | 1195.016 | 12112.5354 | 10673.92 | 3368.0959 | 4218.7753 | 18260.7912 | 0 | 0 | 0 | 0 | -6148.2558
10 | 280 | 2 | 8006.2897 | 3034.887 | 1209.4717 | 12250.6484 | 10591.6443 | 3346.6241 | 3931.8744 | 17870.1428 | 0 | 0 | 0 | 0 | -5619.4945
10 | 280 | 3 | 8500.7782 | 3232.7629 | 1262.5304 | 12996.0715 | 10271.0064 | 3362.401 | 3562.5818 | 17195.9892 | 0 | 0 | 0 | 0 | -4199.9177
10 | 280 | 4 | 9532.7748 | 3635.1132 | 1355.846 | 14523.7339 | 9450.8865 | 3368.4527 | 2786.2637 | 15605.6028 | 0 | 0 | 0 | 0 | -1081.8689
10 | 280 | 5 | 10270.8199 | 3925.4844 | 1425.2914 | 15621.5957 | 8908.4413 | 3369.345 | 2310.5288 | 14588.3151 | 0 | 0 | 0 | 0 | 1033.2806
10 | 280 | 6 | 10624.1452 | 4070.9254 | 1455.5532 | 16150.6238 | 8015.9614 | 3254.521 | 2038.0009 | 13308.4833 | 0 | 0 | 0 | 0 | 2842.1405
10 | 280 | 7 | 10873.235 | 4174.7606 | 1478.7997 | 16526.7953 | 7567.6478 | 3072.518 | 1655.0511 | 12295.2169 | 0 | 0 | 0 | 0 | 4231.5784
10 | 280 | 8 | 10941.3366 | 4245.9026 | 1490.5785 | 16677.8177 | 7274.7305 | 2829.4671 | 1241.7587 | 11345.9563 | 620.6007 | 141.9311 | 15.223 | 777.7548 | 4554.1067
10 | 280 | 9 | 10962.0069 | 4304.5233 | 1482.1048 | 16748.635 | 5974.0402 | 1801.4268 | 1686.9682 | 9462.4351 | 194.8074 | 45.9189 | 75.7814 | 316.5077 | 6969.6922
10 | 280 | 10 | 10925.1212 | 4303.1159 | 1466.9377 | 16695.1748 | 4081.5577 | 981.5827 | 1778.3163 | 6841.4567 | 434.1422 | 178.1096 | 128.741 | 740.9929 | 9112.7253
10 | 280 | 11 | 10940.7696 | 4282.634 | 1462.1119 | 16685.5156 | 3171.1199 | 534.717 | 1560.6482 | 5266.4851 | 880.8077 | 130.7992 | 323.8981 | 1335.5051 | 10083.5254
10 | 280 | 12 | 10884.3306 | 4240.3432 | 1454.4304 | 16579.1042 | 2189.6833 | 387.0425 | 1259.0067 | 3835.7325 | 893.3311 | 186.4585 | 448.4393 | 1528.2289 | 11215.1428
10 | 280 | 13 | 10889.7254 | 4254.4241 | 1456.5832 | 16600.7327 | 1571.7241 | 303.4013 | 896.0037 | 2771.129 | 875.2418 | 528.7629 | 587.7659 | 1991.7707 | 11837.833
10 | 280 | 14 | 10956.7484 | 4319.6623 | 1472.1666 | 16748.5773 | 1249.3581 | 192.279 | 891.2214 | 2332.8584 | 637.2985 | 692.9577 | 800.4198 | 2130.676 | 12285.0428
10 | 280 | 15 | 11148.3555 | 4395.1041 | 1513.7866 | 17057.2462 | 995.352 | 998.7772 | 823.1744 | 2817.3036 | 573.2903 | 756.9659 | 657.2268 | 1987.4831 | 12252.4595
10 | 280 | 16 | 11365.1392 | 4483.7547 | 1534.6763 | 17383.5702 | 1119.5528 | 292.2155 | 707.2481 | 2119.0165 | 762.5318 | 726.3533 | 345.8819 | 1834.767 | 13429.7867
10 | 280 | 17 | 11154.1119 | 4415.9055 | 1510.0668 | 17080.0842 | 1919.3895 | 454.3134 | 740.6315 | 3114.3344 | 859.9355 | 460.5803 | 588.516 | 1909.0319 | 12056.7179
10 | 280 | 18 | 10661.3913 | 4254.331 | 1461.1964 | 16376.9188 | 3046.0689 | 787.0185 | 1323.3549 | 5156.4424 | 0 | 16.6978 | 0 | 16.6978 | 11203.7786
10 | 280 | 19 | 10030.3088 | 4019.5269 | 1400.5124 | 15450.3481 | 4155.5121 | 1150.4875 | 1869.5458 | 7175.5454 | 0 | 0 | 0 | 0 | 8274.8027
10 | 280 | 20 | 9239.1801 | 3707.8935 | 1330.4033 | 14277.477 | 3759.1812 | 2344.0825 | 2411.8093 | 8515.0731 | 0 | 0 | 0 | 0 | 5762.4039
10 | 280 | 21 | 8496.2495 | 3407.2159 | 1276.0279 | 13179.4933 | 3144.9334 | 1883.0474 | 2559.9859 | 7587.9667 | 0 | 0 | 0 | 0 | 5591.5266
10 | 280 | 22 | 7923.6262 | 3160.7853 | 1237.7895 | 12322.2009 | 3058.1963 | 1683.6694 | 2435.0351 | 7176.9008 | 0 | 0 | 0 | 0 | 5145.3001
10 | 280 | 23 | 7584.4787 | 2997.7027 | 1210.1728 | 11792.3543 | 2814.1411 | 1787.1971 | 2178.7815 | 6780.1198 | 0 | 0 | 0 | 0 | 5012.2345
10 | 280 | 24 | 7368.4624 | 2880.3782 | 1205.0879 | 11453.9285 | 2473.6944 | 1607.3686 | 1947.6072 | 6028.6701 | 0 | 0 | 0 | 0 | 5425.2583
10 | 281 | 1 | 7280.6882 | 2806.9223 | 1201.0479 | 11288.6583 | 2257.7392 | 1342.542 | 1695.2068 | 5295.488 | 0 | 0 | 0 | 0 | 5993.1704
10 | 281 | 2 | 7387.692 | 2796.704 | 1217.1008 | 11401.4968 | 2242.6806 | 1073.2941 | 1419.9855 | 4735.9602 | 0 | 0 | 0 | 0 | 6665.5367
10 | 281 | 3 | 7890.7692 | 2934.9332 | 1269.9925 | 12095.6949 | 2197.1595 | 1086.248 | 1216.9242 | 4500.3318 | 0 | 0 | 0 | 0 | 7595.3632
10 | 281 | 4 | 8913.5448 | 3261.6419 | 1368.8266 | 13544.0132 | 2128.5685 | 1241.8292 | 1118.393 | 4488.7908 | 0 | 0 | 0 | 0 | 9055.2225
10 | 281 | 5 | 9687.6293 | 3518.8896 | 1433.1581 | 14639.6771 | 1975.6065 | 1172.5363 | 1059.7753 | 4207.9181 | 0 | 0 | 0 | 0 | 10431.759
10 | 281 | 6 | 10100.5539 | 3597.7743 | 1466.3304 | 15164.6586 | 1949.3125 | 1130.3427 | 970.8554 | 4050.5106 | 0 | 0 | 0 | 0 | 11114.148
10 | 281 | 7 | 10294.4763 | 3604.0365 | 1487.1934 | 15385.7062 | 1994.4171 | 1130.7278 | 834.6121 | 3959.757 | 0 | 0 | 0 | 0 | 11425.9493
10 | 281 | 8 | 10298.792 | 3573.8306 | 1486.9119 | 15359.5345 | 2163.2004 | 913.666 | 517.9668 | 3594.8332 | 1168.8444 | 384.0489 | 959.3078 | 2512.201 | 9252.5003
10 | 281 | 9 | 10112.7751 | 3492.689 | 1479.5729 | 15085.0371 | 1948.0098 | 680.1879 | 129.2181 | 2757.4159 | 91.8378 | 20.8722 | 881.0796 | 993.7895 | 11333.8317
10 | 281 | 10 | 9803.0257 | 3439.5953 | 1461.6942 | 14704.3152 | 1794.7356 | 545.1261 | 36.1107 | 2375.9725 | 215.6796 | 58.4422 | 959.1483 | 1233.2702 | 11095.0726
10 | 281 | 11 | 9526.8477 | 3427.7494 | 1453.4979 | 14408.095 | 1733.7401 | 457.1181 | 16.49 | 2207.3482 | 293.6026 | 72.357 | 945.9837 | 1311.9433 | 10888.8036
10 | 281 | 12 | 9309.5693 | 3422.6671 | 1433.0913 | 14165.3277 | 1680.3805 | 330.2034 | 15.5652 | 2026.1491 | 442.4911 | 96.0122 | 928.6236 | 1467.1269 | 10672.0517
10 | 281 | 13 | 9334.5947 | 3448.4876 | 1415.7923 | 14198.8747 | 1653.3203 | 204.1253 | 12.3106 | 1869.7561 | 499.5418 | 129.4078 | 954.9993 | 1583.9489 | 10745.1697
10 | 281 | 14 | 9613.5043 | 3513.1616 | 1425.8246 | 14552.4905 | 1670.1279 | 150.5007 | 13.24 | 1833.8685 | 283.8622 | 64.0081 | 725.7427 | 1073.6131 | 11645.0089
10 | 281 | 15 | 9964.3704 | 3588.7914 | 1457.1622 | 15010.324 | 1854.3691 | 124.2435 | 24.4519 | 2003.0645 | 180.8926 | 32.0041 | 850.8628 | 1063.7595 | 11943.5
10 | 281 | 16 | 10287.1859 | 3700.7538 | 1505.2006 | 15493.1403 | 2105.273 | 137.136 | 161.4183 | 2403.8274 | 114.1015 | 45.9189 | 234.9429 | 394.9633 | 12694.3496
10 | 281 | 17 | 10193.6551 | 3688.3778 | 1492.6315 | 15374.6645 | 2713.5576 | 219.0093 | 507.9914 | 3440.5583 | 994.9092 | 168.3692 | 305.1004 | 1468.3789 | 10465.7274
10 | 281 | 18 | 9788.6065 | 3550.2954 | 1450.6411 | 14789.543 | 3749.7656 | 442.3776 | 1156.049 | 5348.1921 | 0 | 0 | 0 | 0 | 9441.3509
10 | 281 | 19 | 9305.9866 | 3374.9201 | 1398.7923 | 14079.6989 | 4437.5708 | 591.7002 | 1824.5573 | 6853.8283 | 0 | 0 | 0 | 0 | 7225.8706
10 | 281 | 20 | 8673.9212 | 3157.4761 | 1335.5839 | 13166.9812 | 4667.975 | 576.6875 | 2914.7423 | 8159.4047 | 0 | 0 | 0 | 0 | 5007.5765
10 | 281 | 21 | 8023.4263 | 2918.1964 | 1281.7547 | 12223.3774 | 4958.2302 | 567.0344 | 3588.443 | 9113.7076 | 0 | 0 | 0 | 0 | 3109.6698
10 | 281 | 22 | 7478.1006 | 2724.3781 | 1232.1835 | 11434.6622 | 5522.994 | 548.182 | 3880.3302 | 9951.5062 | 0 | 0 | 0 | 0 | 1483.156
10 | 281 | 23 | 7150.5972 | 2606.9093 | 1205.0951 | 10962.6016 | 6328.6717 | 489.7057 | 4004.5799 | 10822.9573 | 0 | 0 | 0 | 0 | 139.6443
10 | 281 | 24 | 6955.8051 | 2532.5124 | 1200.5225 | 10688.8399 | 7185.2823 | 565.247 | 4126.1749 | 11876.7041 | 0 | 0 | 0 | 0 | -1187.8642
10 | 282 | 1 | 6862.6114 | 2496.7277 | 1188.0918 | 10547.431 | 7870.0129 | 709.1916 | 4038.1637 | 12617.3682 | 0 | 0 | 0 | 0 | -2069.9372
10 | 282 | 2 | 6883.4534 | 2496.8779 | 1193.6009 | 10573.9321 | 7934.3775 | 745.1253 | 4237.6041 | 12917.1069 | 0 | 0 | 0 | 0 | -2343.1747
10 | 282 | 3 | 7075.8847 | 2560.0979 | 1217.9247 | 10853.9073 | 8495.2718 | 792.9938 | 4258.9907 | 13547.2563 | 0 | 0 | 0 | 0 | -2693.3489
10 | 282 | 4 | 7501.0381 | 2708.1163 | 1268.7397 | 11477.8941 | 8689.2613 | 1055.2073 | 4263.3088 | 14007.7774 | 0 | 0 | 0 | 0 | -2529.8833
10 | 282 | 5 | 8006.5542 | 2889.9802 | 1325.7619 | 12222.2963 | 8898.1259 | 1254.6756 | 4262.0527 | 14414.8542 | 0 | 0 | 0 | 0 | -2192.5579
10 | 282 | 6 | 8610.149 | 3108.5102 | 1382.4949 | 13101.1541 | 9111.3141 | 1518.3798 | 4241.4654 | 14871.1593 | 0 | 0 | 0 | 0 | -1770.0052
10 | 282 | 7 | 9052.1941 | 3292.8372 | 1418.7457 | 13763.7769 | 9437.4253 | 2011.23 | 4195.5593 | 15644.2146 | 0 | 0 | 0 | 0 | -1880.4377
10 | 282 | 8 | 9300.633 | 3386.4287 | 1440.0873 | 14127.149 | 9665.2728 | 2078.1834 | 4257.9267 | 16001.3828 | 1263.4651 | 395.1807 | 761.4764 | 2420.1223 | -4294.3561
10 | 282 | 9 | 9372.6494 | 3361.9164 | 1440.8713 | 14175.4371 | 9085.0548 | 1810.8776 | 3897.4033 | 14793.3358 | 1024.1303 | 89.0548 | 806.2883 | 1919.4734 | -2537.3721
10 | 282 | 10 | 9264.207 | 3341.0163 | 1429.492 | 14034.7153 | 7859.1313 | 1287.893 | 3335.6534 | 12482.6777 | 1946.6824 | 219.8541 | 909.4409 | 3075.9774 | -1523.9398
10 | 282 | 11 | 9036.863 | 3286.6429 | 1424.5383 | 13748.0442 | 7157.4604 | 1272.6681 | 3009.9843 | 11440.1128 | 1739.3518 | 311.6918 | 1171.8339 | 3222.8775 | -914.9462
10 | 282 | 12 | 8828.9314 | 3207.5661 | 1422.5251 | 13459.0226 | 7413.7393 | 1483.3634 | 3163.1156 | 12060.2182 | 1680.9095 | 489.8014 | 1320.6092 | 3491.3202 | -2092.5158
10 | 282 | 13 | 8748.3897 | 3189.7628 | 1423.6847 | 13361.8373 | 7651.0116 | 1612.9071 | 3343.0244 | 12606.9431 | 1445.7492 | 407.7041 | 1321.9174 | 3175.3706 | -2420.4764
10 | 282 | 14 | 8930.1668 | 3242.3917 | 1424.9927 | 13597.5512 | 7825.2061 | 1380.677 | 3627.1413 | 12833.0244 | 1306.601 | 384.0489 | 1301.9411 | 2992.5909 | -2228.0641
10 | 282 | 15 | 9310.8643 | 3353.5917 | 1448.7872 | 14113.2431 | 7834.2703 | 1381.7003 | 3728.8819 | 12944.8526 | 1593.2462 | 343.6959 | 1048.6633 | 2985.6055 | -1817.2149
10 | 282 | 16 | 9722.4754 | 3483.6642 | 1480.0858 | 14686.2254 | 7501.0435 | 1446.9888 | 3814.2356 | 12762.2679 | 1778.3133 | 491.1929 | 1247.1569 | 3516.663 | -1592.7055
10 | 282 | 17 | 9690.1653 | 3488.4914 | 1465.8801 | 14644.5368 | 8016.9131 | 1847.0048 | 4118.0052 | 13981.9231 | 1269.031 | 399.3552 | 720.0654 | 2388.4516 | -1725.8379
10 | 282 | 18 | 9393.9213 | 3395.181 | 1427.0811 | 14216.1833 | 9959.1688 | 2748.7454 | 4228.8054 | 16936.7196 | 0 | 0 | 0 | 0 | -2720.5363
10 | 282 | 19 | 9021.5039 | 3263.0137 | 1379.9865 | 13664.5041 | 10342.4534 | 2725.4333 | 4263.3913 | 17331.278 | 0 | 0 | 0 | 0 | -3666.7739
10 | 282 | 20 | 8533.9313 | 3091.9936 | 1327.3808 | 12953.3057 | 10597.785 | 2753.4166 | 4263.3913 | 17614.5929 | 0 | 0 | 0 | 0 | -4661.2872
10 | 282 | 21 | 8000.1509 | 2909.206 | 1279.2159 | 12188.5727 | 10700.7667 | 3050.1386 | 4262.5447 | 18013.4499 | 0 | 0 | 0 | 0 | -5824.8773
10 | 282 | 22 | 7514.3679 | 2741.1022 | 1240.3425 | 11495.8126 | 10646.6616 | 3113.5184 | 4120.8126 | 17880.9925 | 0 | 0 | 0 | 0 | -6385.1799
10 | 282 | 23 | 7172.657 | 2628.001 | 1213.4205 | 11014.0785 | 10447.9814 | 3258.4713 | 4187.8251 | 17894.2777 | 0 | 0 | 0 | 0 | -6880.1992
10 | 282 | 24 | 6983.2487 | 2559.4386 | 1209.604 | 10752.2913 | 10362.1041 | 3283.9651 | 4263.1054 | 17909.1747 | 0 | 0 | 0 | 0 | -7156.8834
10 | 283 | 1 | 6889.1326 | 2521.0172 | 1208.8251 | 10618.9748 | 10189.6942 | 3144.4406 | 4221.295 | 17555.4298 | 0 | 0 | 0 | 0 | -6936.455
10 | 283 | 2 | 6892.5026 | 2515.3798 | 1214.6451 | 10622.5274 | 9941.2119 | 3018.5549 | 4143.0868 | 17102.8537 | 0 | 0 | 0 | 0 | -6480.3263
10 | 283 | 3 | 7040.4656 | 2573.966 | 1228.6371 | 10843.0686 | 9807.6564 | 2784.0817 | 4058.5818 | 16650.3199 | 0 | 0 | 0 | 0 | -5807.2513
10 | 283 | 4 | 7355.2154 | 2684.2385 | 1266.2653 | 11305.7192 | 9605.5075 | 2732.3198 | 3993.8629 | 16331.6902 | 0 | 0 | 0 | 0 | -5025.971
10 | 283 | 5 | 7753.1265 | 2820.7223 | 1320.0371 | 11893.886 | 8941.9211 | 2650.6278 | 4142.0741 | 15734.623 | 0 | 0 | 0 | 0 | -3840.737
10 | 283 | 6 | 8175.7756 | 3015.2191 | 1376.4971 | 12567.4918 | 8907.16 | 2421.4664 | 3745.5351 | 15074.1614 | 0 | 0 | 0 | 0 | -2506.6696
10 | 283 | 7 | 8399.684 | 3108.3323 | 1390.2283 | 12898.2446 | 8982.9989 | 2348.2457 | 2764.9208 | 14096.1654 | 0 | 0 | 0 | 0 | -1197.9208
10 | 283 | 8 | 8341.5581 | 3139.6675 | 1396.5284 | 12877.754 | 8520.4213 | 2083.9573 | 1597.9238 | 12202.3025 | 1111.7936 | 118.2759 | 733.5009 | 1963.5705 | -1288.1189
10 | 283 | 9 | 8350.9302 | 3174.9876 | 1386.5111 | 12912.4289 | 7034.6095 | 1422.5298 | 1137.5204 | 9594.6597 | 1689.2584 | 294.9941 | 364.9803 | 2349.2328 | 968.5364
10 | 283 | 10 | 8344.4059 | 3129.483 | 1381.0654 | 12854.9543 | 5819.976 | 943.8354 | 822.5573 | 7586.3687 | 2223.5873 | 502.3248 | 988.8967 | 3714.8088 | 1553.7768
10 | 283 | 11 | 8274.739 | 3137.7822 | 1359.2003 | 12771.7214 | 5027.3428 | 932.2217 | 633.7881 | 6593.3526 | 2042.6947 | 731.9192 | 783.8579 | 3558.4718 | 2619.897
10 | 283 | 12 | 8394.6523 | 3187.3416 | 1352.794 | 12934.7879 | 4370.8886 | 1066.2973 | 1091.0161 | 6528.2021 | 2063.5669 | 549.6352 | 1045.0261 | 3658.2282 | 2748.3576
10 | 283 | 13 | 8560.7942 | 3189.2634 | 1362.6226 | 13112.6802 | 4049.6661 | 1282.3721 | 1013.4609 | 6345.4991 | 2078.8732 | 500.9333 | 944.9482 | 3524.7547 | 3242.4264
10 | 283 | 14 | 8940.2486 | 3305.0889 | 1398.3544 | 13643.692 | 4052.5826 | 1116.3537 | 971.6621 | 6140.5983 | 2137.3154 | 296.3855 | 1134.6806 | 3568.3815 | 3934.7121
10 | 283 | 15 | 9504.126 | 3480.8059 | 1441.8551 | 14426.7869 | 4369.3179 | 1257.6122 | 907.3351 | 6534.2652 | 1953.6399 | 482.844 | 1244.9365 | 3681.4205 | 4211.1013
10 | 283 | 16 | 10039.6384 | 3636.805 | 1490.6052 | 15167.0486 | 4490.9019 | 1301.4639 | 948.9216 | 6741.2875 | 2162.3621 | 716.6129 | 888.1311 | 3767.1061 | 4658.6551
10 | 283 | 17 | 10028.3742 | 3646.0423 | 1480.1726 | 15154.5891 | 5670.0983 | 1201.5937 | 1014.6861 | 7886.378 | 1278.7714 | 455.0144 | 689.9112 | 2423.697 | 4844.5141
10 | 283 | 18 | 9653.3834 | 3511.2944 | 1424.5042 | 14589.182 | 8221.2385 | 1502.9932 | 1438.3351 | 11162.5669 | 0 | 0 | 0 | 0 | 3426.6151
10 | 283 | 19 | 9118.1469 | 3323.984 | 1365.1767 | 13807.3075 | 9128.4605 | 2274.0765 | 1956.3325 | 13358.8695 | 0 | 0 | 0 | 0 | 448.438
10 | 283 | 20 | 8506.0315 | 3084.0411 | 1308.0215 | 12898.0941 | 9004.9859 | 2586.4116 | 1882.4218 | 13473.8193 | 0 | 0 | 0 | 0 | -575.7252
10 | 283 | 21 | 7907.8207 | 2865.5284 | 1263.5519 | 12036.901 | 9262.6797 | 2853.7879 | 2259.1292 | 14375.5968 | 0 | 0 | 0 | 0 | -2338.6958
10 | 283 | 22 | 7447.5998 | 2720.6142 | 1232.4062 | 11400.6202 | 9361.186 | 2323.0464 | 2557.7673 | 14241.9997 | 0 | 0 | 0 | 0 | -2841.3795
10 | 283 | 23 | 7134.8403 | 2622.5245 | 1209.1798 | 10966.5446 | 9316.1654 | 2371.3923 | 2609.8097 | 14297.3674 | 0 | 0 | 0 | 0 | -3330.8228
10 | 283 | 24 | 7000.7772 | 2571.7559 | 1208.5372 | 10781.0704 | 9506.0533 | 2015.4721 | 2975.9141 | 14497.4395 | 0 | 0 | 0 | 0 | -3716.3692
10 | 284 | 1 | 6992.8758 | 2565.9806 | 1212.0839 | 10770.9403 | 9068.4008 | 2015.882 | 2957.8419 | 14042.1248 | 0 | 0 | 0 | 0 | -3271.1844
10 | 284 | 2 | 7195.3233 | 2628.6996 | 1230.4817 | 11054.5046 | 8568.5968 | 1724.585 | 2937.9214 | 13231.1032 | 0 | 0 | 0 | 0 | -2176.5986
10 | 284 | 3 | 7808.7798 | 2830.4316 | 1286.1181 | 11925.3295 | 7907.7156 | 1785.6008 | 3060.5676 | 12753.884 | 0 | 0 | 0 | 0 | -828.5545
10 | 284 | 4 | 8915.8218 | 3217.4144 | 1387.6835 | 13520.9196 | 6932.2474 | 1880.8629 | 3096.803 | 11909.9133 | 0 | 0 | 0 | 0 | 1611.0063
10 | 284 | 5 | 9648.9436 | 3508.7073 | 1446.6951 | 14604.346 | 6330.7752 | 1976.7245 | 3145.7634 | 11453.263 | 0 | 0 | 0 | 0 | 3151.083
10 | 284 | 6 | 10037.8577 | 3655.1497 | 1471.3299 | 15164.3373 | 7027.2531 | 2509.395 | 3073.4073 | 12610.0555 | 0 | 0 | 0 | 0 | 2554.2818
10 | 284 | 7 | 10304.6756 | 3733.9341 | 1466.4568 | 15505.0664 | 8217.192 | 2492.8081 | 3044.8038 | 13754.8039 | 0 | 0 | 0 | 0 | 1750.2625
10 | 284 | 8 | 10423.1576 | 3796.8048 | 1461.3654 | 15681.3278 | 8682.7098 | 2737.7909 | 3213.8162 | 14634.3169 | 52.8763 | 9.7404 | 61.2043 | 123.821 | 923.1899
10 | 284 | 9 | 10406.33 | 3796.9772 | 1465.6505 | 15668.9578 | 8052.1953 | 2369.7877 | 3428.3865 | 13850.3695 | 123.8418 | 32.0041 | 52.6679 | 208.5139 | 1610.0744
10 | 284 | 10 | 10409.1901 | 3784.1438 | 1474.9148 | 15668.2486 | 7575.3657 | 1986.0213 | 3211.815 | 12773.202 | 187.85 | 151.6715 | 108.2022 | 447.7236 | 2447.323
10 | 284 | 11 | 10424.1034 | 3793.5627 | 1471.2613 | 15688.9274 | 7632.3415 | 1988.8565 | 3372.0233 | 12993.2213 | 385.4403 | 141.9311 | 120.3713 | 647.7427 | 2047.9634
10 | 284 | 12 | 10271.1612 | 3768.3268 | 1469.7355 | 15509.2235 | 7971.7399 | 1956.8344 | 2851.2384 | 12779.8127 | 336.7385 | 121.0589 | 161.8657 | 619.6631 | 2109.7477
10 | 284 | 13 | 10339.3302 | 3766.5145 | 1472.1462 | 15577.9909 | 8598.1834 | 2584.6307 | 2768.8353 | 13951.6493 | 443.8826 | 105.7526 | 110.6309 | 660.2661 | 966.0755
10 | 284 | 14 | 10588.4796 | 3830.9515 | 1494.5769 | 15914.008 | 7967.4998 | 2774.7718 | 2764.5383 | 13506.8098 | 198.9818 | 29.2211 | 107.8271 | 336.0301 | 2071.1681
10 | 284 | 15 | 10996.0982 | 3951.732 | 1536.1739 | 16484.0041 | 8343.7411 | 2565.4563 | 2730.3045 | 13639.5019 | 86.2718 | 15.3063 | 74.8066 | 176.3848 | 2668.1174
10 | 284 | 16 | 11317.3174 | 4076.8858 | 1551.6949 | 16945.8981 | 8346.1741 | 3291.9587 | 2762.0074 | 14400.1403 | 43.1359 | 36.1785 | 27.7046 | 107.0191 | 2438.7388
10 | 284 | 17 | 11082.7031 | 4015.429 | 1518.1635 | 16616.2956 | 7634.7103 | 3270.0733 | 2769.7264 | 13674.51 | 19.4807 | 15.3063 | 44.319 | 79.1061 | 2862.6795
10 | 284 | 18 | 10567.9904 | 3845.8697 | 1457.147 | 15871.007 | 8356.1009 | 2979.5758 | 2734.4745 | 14070.1512 | 0 | 0 | 0 | 0 | 1800.8558
10 | 284 | 19 | 9880.5332 | 3601.4445 | 1388.0568 | 14870.0346 | 7464.8632 | 2396.7387 | 2691.973 | 12553.5749 | 0 | 0 | 0 | 0 | 2316.4597
10 | 284 | 20 | 9050.3605 | 3309.7581 | 1319.0895 | 13679.2081 | 7626.5021 | 2721.4684 | 2543.136 | 12891.1066 | 0 | 0 | 0 | 0 | 788.1015
10 | 284 | 21 | 8330.3492 | 3041.2955 | 1269.4499 | 12641.0946 | 6879.1943 | 2733.517 | 2295.736 | 11908.4473 | 0 | 0 | 0 | 0 | 732.6474
10 | 284 | 22 | 7748.6019 | 2831.3079 | 1223.6679 | 11803.5778 | 8095.5489 | 2681.8473 | 1498.9939 | 12276.3901 | 0 | 0 | 0 | 0 | -472.8123
10 | 284 | 23 | 7350.9724 | 2699.4052 | 1198.7961 | 11249.1736 | 8948.4142 | 2229.9311 | 1084.591 | 12262.9363 | 0 | 0 | 0 | 0 | -1013.7627
10 | 284 | 24 | 7148.557 | 2617.6279 | 1192.7522 | 10958.937 | 9194.4583 | 3046.5973 | 883.7762 | 13124.8318 | 0 | 0 | 0 | 0 | -2165.8948
10 | 285 | 1 | 7093.5034 | 2593.7035 | 1177.7916 | 10864.9986 | 9351.3577 | 2799.1144 | 978.9713 | 13129.4434 | 0 | 0 | 0 | 0 | -2264.4449
10 | 285 | 2 | 7227.4226 | 2635.1329 | 1185.4775 | 11048.033 | 9393.2408 | 2984.1666 | 1106.0303 | 13483.4377 | 0 | 0 | 0 | 0 | -2435.4048
10 | 285 | 3 | 7790.2993 | 2821.4528 | 1241.3907 | 11853.1428 | 9005.7413 | 3042.6848 | 1158.608 | 13207.0341 | 0 | 0 | 0 | 0 | -1353.8913
10 | 285 | 4 | 8897.0662 | 3207.4795 | 1334.7131 | 13439.2588 | 9885.1209 | 2809.5339 | 1182.4031 | 13877.058 | 0 | 0 | 0 | 0 | -437.7992
10 | 285 | 5 | 9546.5251 | 3452.6426 | 1387.2894 | 14386.4572 | 10194.6395 | 3299.4884 | 1556.9552 | 15051.0831 | 0 | 0 | 0 | 0 | -664.626
10 | 285 | 6 | 9624.4962 | 3505.11 | 1423.5261 | 14553.1323 | 10501.8839 | 3372.254 | 1691.4195 | 15565.5574 | 0 | 0 | 0 | 0 | -1012.4251
10 | 285 | 7 | 9437.7357 | 3487.0965 | 1421.0188 | 14345.851 | 10223.1725 | 3372.254 | 2058.9036 | 15654.3301 | 0 | 0 | 0 | 0 | -1308.4791
10 | 285 | 8 | 9265 | 3459.6417 | 1414.5531 | 14139.1948 | 10129.9548 | 3372.254 | 2581.6797 | 16083.8885 | 25.0467 | 9.7404 | 56.3423 | 91.1294 | -2035.8231
10 | 285 | 9 | 9161.846 | 3421.5597 | 1397.4849 | 13980.8906 | 10216.5152 | 3372.254 | 2569.3909 | 16158.16 | 44.5274 | 25.0467 | 85.1884 | 154.7624 | -2332.0319
10 | 285 | 10 | 9027.1039 | 3367.4044 | 1389.0972 | 13783.6055 | 10423.3969 | 3372.254 | 2478.4757 | 16274.1266 | 73.7485 | 261.5985 | 92.1458 | 427.4928 | -2918.0138
10 | 285 | 11 | 9014.6437 | 3363.3719 | 1388.6988 | 13766.7144 | 10530.9827 | 3372.254 | 2500.0357 | 16403.2723 | 382.6574 | 274.1218 | 179.3924 | 836.1716 | -3472.7296
10 | 285 | 12 | 9004.1053 | 3356.7629 | 1388.4684 | 13749.3367 | 10314.9394 | 3372.254 | 2980.9537 | 16668.1471 | 603.9029 | 779.2296 | 296.8974 | 1680.0299 | -4598.8403
10 | 285 | 13 | 9213.5521 | 3398.7603 | 1396.4543 | 14008.7667 | 10765.848 | 3372.254 | 3112.7674 | 17250.8694 | 1061.7003 | 756.9659 | 388.6727 | 2207.3389 | -5449.4416
10 | 285 | 14 | 9637.2995 | 3505.4298 | 1416.4201 | 14559.1493 | 10913.2468 | 3372.254 | 3193.2852 | 17478.786 | 2322.3824 | 812.6251 | 738.6012 | 3873.6087 | -6793.2454
10 | 285 | 15 | 10160.1977 | 3671.2467 | 1464.4903 | 15295.9347 | 10906.4462 | 3370.3135 | 3224.5716 | 17501.3314 | 2558.9343 | 858.544 | 1006.5529 | 4424.0311 | -6629.4278
10 | 285 | 16 | 10745.7199 | 3899.5187 | 1529.6455 | 16174.8841 | 10530.814 | 3370.3135 | 3502.6836 | 17403.8111 | 2490.7517 | 836.2803 | 960.9049 | 4287.937 | -5516.864
10 | 285 | 17 | 10711.3186 | 3914.7892 | 1515.5351 | 16141.6429 | 10186.0804 | 3168.4384 | 3594.1477 | 16948.6665 | 1395.6558 | 506.4992 | 675.4383 | 2577.5933 | -3384.617
10 | 285 | 18 | 10262.6936 | 3764.4431 | 1460.4959 | 15487.6326 | 10355.7574 | 3372.254 | 3666.125 | 17394.1363 | 0 | 0 | 0 | 0 | -1906.5037
10 | 285 | 19 | 9655.6787 | 3549.8101 | 1400.1528 | 14605.6416 | 9952.608 | 3371.328 | 3985.3334 | 17309.2694 | 0 | 0 | 0 | 0 | -2703.6278
10 | 285 | 20 | 8870.6168 | 3247.6256 | 1332.957 | 13451.1995 | 9750.1387 | 3159.7786 | 3754.9096 | 16664.8269 | 0 | 0 | 0 | 0 | -3213.6274
10 | 285 | 21 | 8169.5934 | 3016.1769 | 1273.0982 | 12458.8685 | 9543.9896 | 2925.5944 | 4181.0591 | 16650.6431 | 0 | 0 | 0 | 0 | -4191.7746
10 | 285 | 22 | 7690.1749 | 2828.6976 | 1243.8604 | 11762.733 | 8958.5059 | 2438.2631 | 3782.7499 | 15179.519 | 0 | 0 | 0 | 0 | -3416.786
10 | 285 | 23 | 7402.8611 | 2724.5757 | 1220.8749 | 11348.3118 | 8270.4421 | 2420.161 | 3217.2977 | 13907.9008 | 0 | 0 | 0 | 0 | -2559.5891
10 | 285 | 24 | 7252.6086 | 2670.8337 | 1213.3339 | 11136.7762 | 8127.3475 | 2178.8844 | 3057.7889 | 13364.0208 | 0 | 0 | 0 | 0 | -2227.2446
10 | 286 | 1 | 7228.358 | 2655.5596 | 1209.8334 | 11093.751 | 7178.934 | 1687.8027 | 2992.2194 | 11858.9561 | 0 | 0 | 0 | 0 | -765.2051
10 | 286 | 2 | 7399.6257 | 2711.5853 | 1233.2312 | 11344.4422 | 6199.2455 | 1248.0331 | 2705.9923 | 10153.2709 | 0 | 0 | 0 | 0 | 1191.1713
10 | 286 | 3 | 8012.7623 | 2926.5151 | 1293.1403 | 12232.4177 | 4825.8106 | 650.4403 | 2465.455 | 7941.706 | 0 | 0 | 0 | 0 | 4290.7117
10 | 286 | 4 | 9141.5489 | 3330.7229 | 1390.7763 | 13863.0481 | 3797.3358 | 278.2076 | 2262.894 | 6338.4374 | 0 | 0 | 0 | 0 | 7524.6107
10 | 286 | 5 | 9813.9701 | 3585.6458 | 1446.9891 | 14846.605 | 2801.6692 | 86.6003 | 1777.2217 | 4665.4912 | 0 | 0 | 0 | 0 | 10181.1137
10 | 286 | 6 | 9885.0777 | 3610.9184 | 1479.4573 | 14975.4534 | 2033.1047 | 59.4529 | 1357.3591 | 3449.9167 | 0 | 0 | 0 | 0 | 11525.5367
10 | 286 | 7 | 9744.3914 | 3548.2472 | 1487.4201 | 14780.0586 | 1526.3778 | 102.6842 | 1001.0147 | 2630.0767 | 0 | 0 | 0 | 0 | 12149.9819
10 | 286 | 8 | 9527.2817 | 3494.3306 | 1477.0379 | 14498.6502 | 1818.2059 | 222.5513 | 780.0278 | 2820.7851 | 25.0467 | 26.4381 | 20.8097 | 72.2945 | 11605.5706
10 | 286 | 9 | 9371.8099 | 3438.083 | 1443.8971 | 14253.79 | 1484.9422 | 251.461 | 589.7345 | 2326.1376 | 129.4078 | 22.2637 | 176.98 | 328.6514 | 11599.001
10 | 286 | 10 | 9294.7954 | 3402.9789 | 1426.2807 | 14124.055 | 1454.8895 | 290.22 | 778.488 | 2523.5975 | 144.7141 | 69.5741 | 183.7335 | 398.0217 | 11202.4358
10 | 286 | 11 | 9434.5175 | 3427.4643 | 1426.1129 | 14288.0947 | 1498.2395 | 270.1209 | 1003.0988 | 2771.4592 | 286.6452 | 108.5356 | 197.6275 | 592.8082 | 10923.8273
10 | 286 | 12 | 9491.575 | 3506.678 | 1422.0007 | 14420.2537 | 1956.759 | 444.1949 | 1288.239 | 3689.1929 | 389.6148 | 271.3389 | 245.5376 | 906.4912 | 9824.5696
10 | 286 | 13 | 9659.3413 | 3545.8248 | 1431.241 | 14636.4071 | 2293.557 | 371.2181 | 1482.8003 | 4147.5753 | 562.1585 | 240.7263 | 349.5191 | 1152.4039 | 9336.428
10 | 286 | 14 | 10000.615 | 3629.4822 | 1453.2179 | 15083.3151 | 3254.1001 | 455.0972 | 1587.3644 | 5296.5618 | 733.3107 | 196.1989 | 301.9633 | 1231.4728 | 8555.2805
10 | 286 | 15 | 10407.6716 | 3749.385 | 1505.7145 | 15662.7711 | 4474.4168 | 740.9793 | 1458.7035 | 6674.0996 | 1000.4751 | 310.3004 | 431.4589 | 1742.2344 | 7246.4372
10 | 286 | 16 | 10894.052 | 3933.5884 | 1541.898 | 16369.5384 | 4744.1418 | 808.4731 | 1702.2724 | 7254.8872 | 1948.0739 | 755.5744 | 262.3649 | 2966.0132 | 6148.638
10 | 286 | 17 | 10820.5783 | 3930.2089 | 1527.6933 | 16278.4806 | 6317.4643 | 829.7613 | 2068.5607 | 9215.7863 | 1170.2359 | 473.1037 | 258.8155 | 1902.1551 | 5160.5392
10 | 286 | 18 | 10394.173 | 3789.5111 | 1486.2956 | 15669.9798 | 8444.3534 | 1377.5164 | 2689.3903 | 12511.2601 | 0 | 0 | 0 | 0 | 3158.7197
10 | 286 | 19 | 9808.4533 | 3567.7949 | 1426.0376 | 14802.2858 | 9444.6482 | 1892.7391 | 3000.8655 | 14338.2528 | 0 | 0 | 0 | 0 | 464.033
10 | 286 | 20 | 9045.415 | 3289.2846 | 1354.5112 | 13689.2109 | 9707.4176 | 2345.6528 | 3131.4507 | 15184.5211 | 0 | 0 | 0 | 0 | -1495.3102
10 | 286 | 21 | 8347.3975 | 3031.4368 | 1297.9691 | 12676.8034 | 9442.0511 | 2784.9591 | 2822.3653 | 15049.3755 | 0 | 0 | 0 | 0 | -2372.5721
10 | 286 | 22 | 7879.8334 | 2864.3932 | 1258.4513 | 12002.6779 | 8904.3756 | 2553.1647 | 3087.6023 | 14545.1426 | 0 | 0 | 0 | 0 | -2542.4646
10 | 286 | 23 | 7560.1837 | 2755.9254 | 1236.521 | 11552.6301 | 8261.6148 | 1608.3406 | 3115.5415 | 12985.4969 | 0 | 0 | 0 | 0 | -1432.8668
10 | 286 | 24 | 7400.531 | 2705.1399 | 1225.6756 | 11331.3465 | 6687.2354 | 1025.9589 | 3147.9429 | 10861.1372 | 0 | 0 | 0 | 0 | 470.2093
10 | 287 | 1 | 7374.9278 | 2693.3422 | 1228.7512 | 11297.0211 | 5899.394 | 967.1809 | 3194.0766 | 10060.6515 | 0 | 0 | 0 | 0 | 1236.3696
10 | 287 | 2 | 7563.3153 | 2758.5637 | 1246.7854 | 11568.6643 | 6121.8376 | 804.6761 | 2935.0461 | 9861.5598 | 0 | 0 | 0 | 0 | 1707.1046
10 | 287 | 3 | 8163.6251 | 2973.299 | 1305.1603 | 12442.0844 | 6226.5659 | 853.6307 | 2792.7877 | 9872.9843 | 0 | 0 | 0 | 0 | 2569.1001
10 | 287 | 4 | 9321.6352 | 3346.8629 | 1400.5924 | 14069.0905 | 5710.1398 | 993.4709 | 2852.5578 | 9556.1685 | 0 | 0 | 0 | 0 | 4512.922
10 | 287 | 5 | 9989.4245 | 3624.5847 | 1460.846 | 15074.8552 | 5554.2147 | 875.9689 | 3109.3003 | 9539.4839 | 0 | 0 | 0 | 0 | 5535.3713
10 | 287 | 6 | 10061.2636 | 3661.9861 | 1490.7688 | 15214.0186 | 5282.3759 | 769.7507 | 3206.5283 | 9258.6548 | 0 | 0 | 0 | 0 | 5955.3637
10 | 287 | 7 | 9894.5367 | 3612.8435 | 1489.4929 | 14996.8731 | 4667.8493 | 682.5188 | 3163.205 | 8513.5731 | 0 | 0 | 0 | 0 | 6483.3
10 | 287 | 8 | 9618.1854 | 3531.2273 | 1460.6661 | 14610.0788 | 4091.8523 | 487.4832 | 2930.9223 | 7510.2578 | 406.3126 | 47.3104 | 711.1494 | 1164.7723 | 5935.0487
10 | 287 | 9 | 9457.7533 | 3485.5765 | 1447.1385 | 14390.4683 | 2620.1733 | 180.3202 | 2268.6706 | 5069.1641 | 827.9314 | 158.6289 | 1404.3807 | 2390.9411 | 6930.3632
10 | 287 | 10 | 9287.5321 | 3426.1232 | 1432.671 | 14146.3262 | 2746.019 | 60.8483 | 2572.699 | 5379.5662 | 1788.0536 | 818.1911 | 1538.8173 | 4145.0619 | 4621.6981
10 | 287 | 11 | 9247.5487 | 3415.5386 | 1430.3397 | 14093.427 | 2848.6829 | 54.9894 | 2608.1115 | 5511.7838 | 1614.1184 | 573.2903 | 1384.3419 | 3571.7506 | 5009.8925
10 | 287 | 12 | 9221.5715 | 3416.9544 | 1413.9466 | 14052.4724 | 2940.9408 | 95.8664 | 2430.6682 | 5467.4754 | 1554.2847 | 489.8014 | 1425.4867 | 3469.5728 | 5115.4242
10 | 287 | 13 | 9420.7236 | 3462.6657 | 1422.9049 | 14306.2941 | 3066.8039 | 242.3182 | 2369.9298 | 5679.0519 | 1746.3091 | 630.3411 | 1429.5361 | 3806.1863 | 4821.056
10 | 287 | 14 | 9867.5258 | 3592.3721 | 1449.9671 | 14909.865 | 3346.9413 | 330.9736 | 2277.6607 | 5955.5757 | 1621.0758 | 493.9759 | 1527.5395 | 3642.5912 | 5311.6981
10 | 287 | 15 | 10480.4093 | 3771.3431 | 1498.2854 | 15750.0378 | 2913.5769 | 480.6757 | 2159.9318 | 5554.1844 | 1477.7532 | 425.7933 | 1611.8156 | 3515.3622 | 6680.4912
10 | 287 | 16 | 11087.1718 | 3998.2788 | 1553.7023 | 16639.1529 | 2430.4372 | 394.1724 | 2031.3568 | 4855.9664 | 1655.8628 | 478.6696 | 1519.524 | 3654.0564 | 8129.1301
10 | 287 | 17 | 11072.785 | 4026.3711 | 1538.8139 | 16637.97 | 2522.241 | 379.3702 | 2168.0462 | 5069.6574 | 702.6981 | 102.9696 | 693.9189 | 1499.5866 | 10068.726
10 | 287 | 18 | 10699.3712 | 3912.2721 | 1497.3803 | 16109.0237 | 3314.837 | 395.8694 | 2503.8888 | 6214.5951 | 0 | 0 | 0 | 0 | 9894.4286
10 | 287 | 19 | 10128.4138 | 3709.611 | 1433.4229 | 15271.4477 | 3507.2802 | 313.2906 | 2712.7917 | 6533.3626 | 0 | 0 | 0 | 0 | 8738.0851
10 | 287 | 20 | 9374.1396 | 3432.6162 | 1363.3601 | 14170.1159 | 3213.4783 | 439.1068 | 2553.5437 | 6206.1288 | 0 | 0 | 0 | 0 | 7963.9871
10 | 287 | 21 | 8659.7745 | 3167.795 | 1310.382 | 13137.9514 | 2814.7155 | 481.9666 | 2343.4324 | 5640.1146 | 0 | 0 | 0 | 0 | 7497.8368
10 | 287 | 22 | 8132.1506 | 2992.75 | 1263.5745 | 12388.4751 | 2623.0237 | 497.2154 | 1995.5082 | 5115.7474 | 0 | 0 | 0 | 0 | 7272.7277
10 | 287 | 23 | 7805.2094 | 2885.7648 | 1234.8643 | 11925.8385 | 2289.3456 | 496.3813 | 1572.9621 | 4358.6889 | 0 | 0 | 0 | 0 | 7567.1495
10 | 287 | 24 | 7645.417 | 2831.4608 | 1231.534 | 11708.4118 | 2337.3478 | 439.0078 | 1517.0045 | 4293.3601 | 0 | 0 | 0 | 0 | 7415.0517
10 | 288 | 1 | 7615.6071 | 2818.1238 | 1236.8977 | 11670.6285 | 2605.6719 | 465.266 | 1565.6436 | 4636.5814 | 0 | 0 | 0 | 0 | 7034.0471
10 | 288 | 2 | 7786.0736 | 2877.6072 | 1257.5833 | 11921.264 | 2947.1509 | 409.3356 | 1242.5686 | 4599.0551 | 0 | 0 | 0 | 0 | 7322.2089
10 | 288 | 3 | 8368.1023 | 3089.0912 | 1308.8396 | 12766.0331 | 2806.6784 | 527.0154 | 1177.0165 | 4510.7102 | 0 | 0 | 0 | 0 | 8255.3229
10 | 288 | 4 | 9469.6036 | 3488.8572 | 1406.8166 | 14365.2774 | 3257.6776 | 496.6784 | 1231.1102 | 4985.4662 | 0 | 0 | 0 | 0 | 9379.8113
10 | 288 | 5 | 10110.4583 | 3730.7725 | 1468.4098 | 15309.6406 | 4146.8583 | 550.8123 | 1231.4733 | 5929.1439 | 0 | 0 | 0 | 0 | 9380.4967
10 | 288 | 6 | 10144.2413 | 3754.0697 | 1494.3514 | 15392.6624 | 5069.2698 | 729.5014 | 1265.0667 | 7063.8379 | 0 | 0 | 0 | 0 | 8328.8245
10 | 288 | 7 | 9864.9314 | 3678.2594 | 1493.3902 | 15036.581 | 5815.8736 | 932.3562 | 1338.2128 | 8086.4426 | 0 | 0 | 0 | 0 | 6950.1384
10 | 288 | 8 | 9562.6398 | 3591.4929 | 1475.6677 | 14629.8005 | 6780.0373 | 1287.9902 | 1817.2869 | 9885.3144 | 321.4322 | 23.6552 | 659.4608 | 1004.5482 | 3739.9379
10 | 288 | 9 | 9307.4182 | 3512.9183 | 1445.0089 | 14265.3454 | 6659.3062 | 1728.3061 | 1582.493 | 9970.1053 | 313.0833 | 43.1359 | 1077.8917 | 1434.111 | 2861.1291
10 | 288 | 10 | 9125.2741 | 3456.2117 | 1418.237 | 13999.7228 | 7520.9109 | 2430.8874 | 1438.377 | 11390.1753 | 196.1989 | 51.4848 | 520.0997 | 767.7834 | 1841.7641
10 | 288 | 11 | 9080.1301 | 3428.4479 | 1396.5871 | 13905.1651 | 9286.4026 | 2753.1548 | 1949.0046 | 13988.5621 | 210.1137 | 86.2718 | 444.7976 | 741.1831 | -824.5801
10 | 288 | 12 | 9058.6354 | 3417.2182 | 1388.0025 | 13863.856 | 9863.5127 | 3372.254 | 2808.0306 | 16043.7973 | 251.8581 | 76.5315 | 213.4085 | 541.7981 | -2721.7394
10 | 288 | 13 | 9215.228 | 3450.201 | 1401.0543 | 14066.4833 | 10570.9127 | 3372.254 | 3456.4184 | 17399.5852 | 198.9818 | 86.2718 | 114.6595 | 399.9132 | -3733.015
10 | 288 | 14 | 9581.7119 | 3533.3654 | 1415.7935 | 14530.8708 | 10956.2974 | 3372.254 | 3735.3583 | 18063.9098 | 198.9818 | 41.7444 | 94.1623 | 334.8886 | -3867.9276
10 | 288 | 15 | 10040.7081 | 3651.0859 | 1441.5226 | 15133.3166 | 10941.052 | 3372.2394 | 3779.4291 | 18092.7205 | 240.7263 | 58.4422 | 64.9204 | 364.0889 | -3323.4927
10 | 288 | 16 | 10456.8971 | 3834.2891 | 1488.3123 | 15779.4985 | 10951.8403 | 3347.8655 | 3593.1147 | 17892.8205 | 119.6674 | 52.8763 | 17.9434 | 190.4871 | -2303.8091
10 | 288 | 17 | 10311.0859 | 3790.4255 | 1463.5618 | 15565.0732 | 10934.5126 | 3372.254 | 3737.8101 | 18044.5767 | 40.353 | 25.0467 | 62.6167 | 128.0163 | -2607.5198
10 | 288 | 18 | 9927.6933 | 3669.0588 | 1418.0039 | 15014.756 | 10943.9438 | 3372.254 | 4019.5969 | 18335.7947 | 0 | 0 | 0 | 0 | -3321.0387
10 | 288 | 19 | 9453.3139 | 3500.6099 | 1365.1395 | 14319.0633 | 10956.1323 | 3372.254 | 4184.0278 | 18512.4141 | 0 | 0 | 0 | 0 | -4193.3507
10 | 288 | 20 | 8851.3298 | 3271.5516 | 1306.6335 | 13429.5149 | 10955.4103 | 3372.254 | 4239.9004 | 18567.5648 | 0 | 0 | 0 | 0 | -5138.0499
10 | 288 | 21 | 8194.2171 | 3027.9304 | 1249.1985 | 12471.346 | 10956.2974 | 3372.254 | 4249.6704 | 18578.2219 | 0 | 0 | 0 | 0 | -6106.8758
10 | 288 | 22 | 7666.5523 | 2831.0329 | 1198.2851 | 11695.8703 | 10742.6335 | 3372.254 | 4263.3693 | 18378.2568 | 0 | 0 | 0 | 0 | -6682.3865
10 | 288 | 23 | 7326.9952 | 2709.5205 | 1175.801 | 11212.3166 | 10946.7312 | 3372.254 | 4263.3913 | 18582.3764 | 0 | 0 | 0 | 0 | -7370.0598
10 | 288 | 24 | 7130.5575 | 2639.2678 | 1172.2787 | 10942.1041 | 10564.8864 | 3190.0614 | 4263.3913 | 18018.3392 | 0 | 0 | 0 | 0 | -7076.2351
10 | 289 | 1 | 7029.549 | 2596.2849 | 1163.9575 | 10789.7913 | 10414.6472 | 3066.2009 | 3829.3672 | 17310.2153 | 0 | 0 | 0 | 0 | -6520.424
10 | 289 | 2 | 7050.1766 | 2605.6719 | 1170.2861 | 10826.1346 | 8599.4456 | 3356.9147 | 4249.2314 | 16205.5918 | 0 | 0 | 0 | 0 | -5379.4572
10 | 289 | 3 | 7256.7789 | 2673.6937 | 1194.1457 | 11124.6183 | 8793.5424 | 3243.5676 | 3702.0551 | 15739.1651 | 0 | 0 | 0 | 0 | -4614.5469
10 | 289 | 4 | 7686.5936 | 2822.1976 | 1241.4712 | 11750.2624 | 9213.9459 | 3372.254 | 3654.7322 | 16240.9321 | 0 | 0 | 0 | 0 | -4490.6697
10 | 289 | 5 | 8214.6114 | 3010.1189 | 1298.3136 | 12523.0439 | 9183.1488 | 2655.2711 | 3642.7795 | 15481.1994 | 0 | 0 | 0 | 0 | -2958.1554
10 | 289 | 6 | 8752.4375 | 3208.7317 | 1351.9602 | 13313.1294 | 8509.4826 | 2557.0655 | 3528.609 | 14595.1571 | 0 | 0 | 0 | 0 | -1282.0277
10 | 289 | 7 | 9039.6234 | 3318.472 | 1379.6114 | 13737.7068 | 8785.8036 | 3184.1256 | 3156.8292 | 15126.7585 | 0 | 0 | 0 | 0 | -1389.0517
10 | 289 | 8 | 9046.2798 | 3348.1127 | 1375.8159 | 13770.2084 | 8681.2941 | 2871.99 | 3821.1544 | 15374.4385 | 1131.2744 | 363.1767 | 861.6169 | 2356.0679 | -3960.298
10 | 289 | 9 | 8894.467 | 3329.745 | 1379.7527 | 13603.9647 | 9279.2314 | 2895.0026 | 3511.6839 | 15685.9179 | 2380.8247 | 548.2437 | 1643.7572 | 4572.8255 | -6654.7788
10 | 289 | 10 | 8833.2697 | 3291.3759 | 1376.3563 | 13501.0019 | 9279.1326 | 2914.9629 | 3533.0878 | 15727.1833 | 2373.8672 | 705.4811 | 1667.329 | 4746.6773 | -6972.8587
10 | 289 | 11 | 8718.6253 | 3241.5508 | 1359.6996 | 13319.8757 | 9369.615 | 2779.5412 | 3519.5198 | 15668.6759 | 2236.1106 | 615.0348 | 1543.0541 | 4394.1996 | -6742.9998
10 | 289 | 12 | 8622.5684 | 3206.3601 | 1344.0828 | 13173.0112 | 9508.3028 | 2277.4153 | 3857.0231 | 15642.7412 | 2144.2729 | 621.9922 | 1425.6325 | 4191.8975 | -6661.6275
10 | 289 | 13 | 8661.524 | 3190.8463 | 1350.589 | 13202.9592 | 8953.2598 | 1608.6777 | 3916.9781 | 14478.9156 | 2135.9239 | 652.6048 | 1429.7028 | 4218.2315 | -5494.1879
10 | 289 | 14 | 8907.9279 | 3257.967 | 1368.4647 | 13534.3596 | 8513.1495 | 1279.5079 | 3949.136 | 13741.7934 | 2397.5225 | 801.4932 | 1540.167 | 4739.1828 | -4946.6167
10 | 289 | 15 | 9300.375 | 3372.7679 | 1400.7832 | 14073.9262 | 7452.3435 | 874.3856 | 3971.4869 | 12298.2161 | 2545.0195 | 854.3696 | 1631.3797 | 5030.7688 | -3255.0587
10 | 289 | 16 | 9660.6546 | 3507.0147 | 1435.6165 | 14603.2858 | 6323.9209 | 528.9811 | 3932.3142 | 10785.2162 | 2372.4758 | 514.8481 | 1512.9208 | 4400.2446 | -582.175
10 | 289 | 17 | 9554.5194 | 3479.5734 | 1414.0939 | 14448.1867 | 6556.3817 | 446.9444 | 3963.4642 | 10966.7902 | 1082.5725 | 235.1604 | 653.9619 | 1971.6947 | 1509.7018
10 | 289 | 18 | 9251.2846 | 3384.9362 | 1377.9875 | 14014.2083 | 7665.1431 | 684.5369 | 3959.5703 | 12309.2503 | 0 | 0 | 0 | 0 | 1704.958
10 | 289 | 19 | 8872.9683 | 3253.5873 | 1335.8784 | 13462.434 | 7216.3287 | 1090.5607 | 4001.5472 | 12308.4367 | 0 | 0 | 0 | 0 | 1153.9974
10 | 289 | 20 | 8392.5711 | 3084.9871 | 1295.6617 | 12773.2198 | 6952.9736 | 1790.116 | 3596.9005 | 12339.99 | 0 | 0 | 0 | 0 | 433.2298
10 | 289 | 21 | 7870.8924 | 2898.9878 | 1248.8844 | 12018.7646 | 6399.0494 | 2342.1672 | 3151.5687 | 11892.7853 | 0 | 0 | 0 | 0 | 125.9793
10 | 289 | 22 | 7441.4751 | 2740.0788 | 1208.6414 | 11390.1952 | 6782.3759 | 2338.7051 | 3299.6038 | 12420.6848 | 0 | 0 | 0 | 0 | -1030.4896
10 | 289 | 23 | 7140.7238 | 2631.1049 | 1190.6667 | 10962.4954 | 7804.7172 | 2263.0589 | 3611.8686 | 13679.6448 | 0 | 0 | 0 | 0 | -2717.1494
10 | 289 | 24 | 6949.3674 | 2566.9735 | 1187.8982 | 10704.2391 | 7915.4805 | 2122.3844 | 3525.533 | 13563.3979 | 0 | 0 | 0 | 0 | -2859.1587
10 | 290 | 1 | 6865.7413 | 2537.8114 | 1178.1073 | 10581.66 | 8549.4129 | 2370.4667 | 3521.1964 | 14441.0759 | 0 | 0 | 0 | 0 | -3859.4159
10 | 290 | 2 | 6873.7282 | 2535.1338 | 1183.1791 | 10592.0411 | 9284.4214 | 2399.513 | 3591.4337 | 15275.3681 | 0 | 0 | 0 | 0 | -4683.327
10 | 290 | 3 | 7019.7591 | 2583.4356 | 1197.6901 | 10800.8848 | 9372.1897 | 2446.9032 | 3839.3267 | 15658.4195 | 0 | 0 | 0 | 0 | -4857.5347
10 | 290 | 4 | 7350.207 | 2691.2541 | 1232.602 | 11274.0631 | 9586.6335 | 2642.1384 | 3736.1363 | 15964.9081 | 0 | 0 | 0 | 0 | -4690.8451
10 | 290 | 5 | 7817.7664 | 2847.0001 | 1289.2286 | 11953.9951 | 9717.3288 | 2671.0666 | 3827.1489 | 16215.5443 | 0 | 0 | 0 | 0 | -4261.5492
10 | 290 | 6 | 8406.1052 | 3053.8674 | 1356.524 | 12816.4966 | 9705.2585 | 2699.894 | 3882.7721 | 16287.9246 | 0 | 0 | 0 | 0 | -3471.428
10 | 290 | 7 | 8842.4939 | 3190.336 | 1395.6596 | 13428.4895 | 9416.1009 | 2759.7865 | 4114.8788 | 16290.7663 | 0 | 0 | 0 | 0 | -2862.2768
10 | 290 | 8 | 9034.0579 | 3235.5482 | 1412.4844 | 13682.0905 | 9075.8113 | 2830.5446 | 4049.4514 | 15955.8073 | 790.3614 | 364.5681 | 30.3417 | 1185.2713 | -3458.988
10 | 290 | 9 | 8969.6723 | 3253.5896 | 1402.863 | 13626.1249 | 8171.1426 | 2483.8652 | 3666.8851 | 14321.8928 | 1451.3151 | 758.3574 | 59.3753 | 2269.0478 | -2964.8157
10 | 290 | 10 | 8921.3299 | 3255.3222 | 1404.6067 | 13581.2588 | 7698.9487 | 2069.9059 | 3423.6903 | 13192.5449 | 2213.8469 | 834.8889 | 270.7346 | 3319.4704 | -2930.7565
10 | 290 | 11 | 8906.3125 | 3218.8693 | 1403.1659 | 13528.3476 | 8483.3693 | 1953.0019 | 3435.4431 | 13871.8143 | 2340.4717 | 793.1444 | 802.9844 | 3936.6004 | -4280.0671
10 | 290 | 12 | 8859.5877 | 3198.7414 | 1411.4529 | 13469.782 | 9967.2033 | 2305.1556 | 3376.853 | 15649.2119 | 2179.0598 | 743.051 | 1201.8422 | 4123.9531 | -6303.383
10 | 290 | 13 | 8976.7363 | 3239.8812 | 1425.8458 | 13642.4633 | 10169.2366 | 2766.6 | 3484.6213 | 16420.458 | 2020.431 | 737.4851 | 830.0087 | 3587.9248 | -6365.9195
10 | 290 | 14 | 9343.514 | 3394.0078 | 1449.6443 | 14187.1661 | 10859.8977 | 3230.8111 | 3364.3402 | 17455.049 | 1626.6417 | 730.5277 | 726.2727 | 3083.4421 | -6351.325
10 | 290 | 15 | 9955.9046 | 3583.3254 | 1495.1563 | 15034.3864 | 10758.0012 | 3305.4139 | 3902.2343 | 17965.6494 | 1689.2584 | 423.0103 | 1458.4075 | 3570.6762 | -6501.9392
10 | 290 | 16 | 10452.9128 | 3772.7755 | 1519.5744 | 15745.2627 | 10786.6661 | 3285.0235 | 4159.7867 | 18231.4764 | 502.3248 | 502.3248 | 59.6045 | 1064.2541 | -3550.4678
10 | 290 | 17 | 10373.3619 | 3773.9823 | 1486.4902 | 15633.8344 | 10793.9089 | 3366.1809 | 4209.1299 | 18369.2197 | 669.3025 | 153.063 | 205.4184 | 1027.7838 | -3763.1691
10 | 290 | 18 | 10029.4606 | 3722.3684 | 1444.6916 | 15196.5206 | 10876.2947 | 3108.1738 | 4056.2103 | 18040.6788 | 0 | 0 | 0 | 0 | -2844.1582
10 | 290 | 19 | 9482.5664 | 3502.371 | 1383.9929 | 14368.9302 | 10842.5945 | 3363.3549 | 3995.7726 | 18201.7219 | 0 | 0 | 0 | 0 | -3832.7917
10 | 290 | 20 | 8824.3113 | 3255.9976 | 1320.1447 | 13400.4536 | 10557.0032 | 3372.254 | 4016.1915 | 17945.4486 | 0 | 0 | 0 | 0 | -4544.995
10 | 290 | 21 | 8231.1707 | 3044.7618 | 1269.9155 | 12545.8479 | 10646.4398 | 3370.6906 | 4030.712 | 18047.8425 | 0 | 0 | 0 | 0 | -5501.9946
10 | 290 | 22 | 7841.8227 | 2905.3846 | 1241.385 | 11988.5923 | 10634.6189 | 3219.9583 | 3928.088 | 17782.6653 | 0 | 0 | 0 | 0 | -5794.073
10 | 290 | 23 | 7607.21 | 2823.5322 | 1223.8179 | 11654.5602 | 10428.0609 | 3154.9097 | 3840.3322 | 17423.3028 | 0 | 0 | 0 | 0 | -5768.7426
10 | 290 | 24 | 7496.8217 | 2789.7428 | 1224.1065 | 11510.671 | 10915.2739 | 3311.4511 | 3933.9318 | 18160.6568 | 0 | 0 | 0 | 0 | -6649.9858
10 | 291 | 1 | 7508.9486 | 2794.4843 | 1221.4054 | 11524.8384 | 10895.2288 | 3240.8112 | 4102.0548 | 18238.0948 | 0 | 0 | 0 | 0 | -6713.2564
10 | 291 | 2 | 7753.9649 | 2870.276 | 1245.535 | 11869.7759 | 10707.2753 | 3372.254 | 4145.2488 | 18224.778 | 0 | 0 | 0 | 0 | -6355.0021
10 | 291 | 3 | 8432.2921 | 3100.5718 | 1302.1294 | 12834.9933 | 10458.4157 | 3324.7138 | 4214.4948 | 17997.6243 | 0 | 0 | 0 | 0 | -5162.631
10 | 291 | 4 | 9568.4604 | 3508.0724 | 1408.3319 | 14484.8646 | 10939.2404 | 3348.996 | 3873.7938 | 18162.0301 | 0 | 0 | 0 | 0 | -3677.1655
10 | 291 | 5 | 10277.0974 | 3766.5897 | 1466.4881 | 15510.1752 | 10894.5562 | 3263.5908 | 4110.7124 | 18268.8594 | 0 | 0 | 0 | 0 | -2758.6842
10 | 291 | 6 | 10316.2268 | 3826.9669 | 1460.3705 | 15603.5642 | 10952.5839 | 3204.9154 | 4253.9318 | 18411.431 | 0 | 0 | 0 | 0 | -2807.8668
10 | 291 | 7 | 10087.4359 | 3797.1237 | 1466.3906 | 15350.9502 | 10934.1099 | 3291.4642 | 4138.987 | 18364.5611 | 0 | 0 | 0 | 0 | -3013.6109
10 | 291 | 8 | 9845.6166 | 3765.6693 | 1459.5754 | 15070.8613 | 10950.5735 | 3143.082 | 4026.1311 | 18119.7867 | 1010.2155 | 396.5722 | 847.7438 | 2254.5314 | -5303.4568
10 | 291 | 9 | 9671.9433 | 3716.005 | 1453.9549 | 14841.9032 | 10900.2629 | 3087.0868 | 4191.987 | 18179.3366 | 2327.9484 | 866.8929 | 1682.4686 | 4877.31 | -8214.7434
10 | 291 | 10 | 9642.7188 | 3677.0714 | 1431.4459 | 14751.2361 | 10932.9656 | 3038.6153 | 4263.3913 | 18234.9721 | 2674.4272 | 896.114 | 1481.8707 | 5052.4119 | -8536.148
10 | 291 | 11 | 9694.2333 | 3658.0545 | 1417.9082 | 14770.196 | 10754.4473 | 2907.0634 | 4263.3913 | 17924.902 | 2494.9262 | 839.0633 | 1273.1204 | 4607.1098 | -7761.8159
10 | 291 | 12 | 9653.8981 | 3649.1087 | 1404.427 | 14707.4338 | 10095.1271 | 2987.0801 | 4263.3913 | 17345.5986 | 2305.6847 | 779.2296 | 1174.7836 | 4259.6978 | -6897.8626
10 | 291 | 13 | 9812.4204 | 3654.0295 | 1410.2714 | 14876.7214 | 9906.3692 | 3095.9761 | 4263.3913 | 17265.7366 | 2240.285 | 768.0977 | 1357.2878 | 4365.6705 | -6754.6856
10 | 291 | 14 | 10175.7778 | 3753.6642 | 1438.4012 | 15367.8432 | 9773.4125 | 2728.8489 | 4263.3913 | 16765.6527 | 2428.135 | 814.0166 | 1252.0397 | 4494.1914 | -5892.0008
10 | 291 | 15 | 10735.6677 | 3932.613 | 1499.0537 | 16167.3344 | 9627.5885 | 2744.4881 | 4257.6295 | 16629.7061 | 2592.3298 | 862.7185 | 1047.8598 | 4502.908 | -4965.2797
10 | 291 | 16 | 11245.5297 | 4112.9229 | 1544.2783 | 16902.7309 | 9000.0891 | 2652.2428 | 4148.798 | 15801.1299 | 2492.1433 | 837.6718 | 907.4289 | 4237.244 | -3135.6429
10 | 291 | 17 | 11077.2221 | 4075.4406 | 1525.3158 | 16677.9785 | 8660.3025 | 2692.8739 | 3919.0965 | 15272.2729 | 1200.8484 | 445.274 | 448.1775 | 2094.2999 | -688.5943
10 | 291 | 18 | 10605.851 | 3917.383 | 1480.0624 | 16003.2964 | 9641.1766 | 2905.3557 | 3767.2938 | 16313.8261 | 0 | 0 | 0 | 0 | -310.5297
10 | 291 | 19 | 9948.3506 | 3681.4927 | 1416.6444 | 15046.4877 | 8732.9171 | 2990.3571 | 3808.804 | 15532.0782 | 0 | 0 | 0 | 0 | -485.5905
10 | 291 | 20 | 9125.4943 | 3392.4335 | 1350.8741 | 13868.8019 | 8554.9338 | 2676.6799 | 3191.9815 | 14423.5952 | 0 | 0 | 0 | 0 | -554.7933
10 | 291 | 21 | 8419.534 | 3130.3791 | 1293.5151 | 12843.4283 | 8210.3768 | 2458.3274 | 3311.6461 | 13980.3503 | 0 | 0 | 0 | 0 | -1136.9221
10 | 291 | 22 | 7950.9764 | 2946.9494 | 1255.0663 | 12152.9921 | 7140.8885 | 1781.1079 | 3013.9844 | 11935.9808 | 0 | 0 | 0 | 0 | 217.0112
10 | 291 | 23 | 7673.1741 | 2836.3524 | 1235.358 | 11744.8844 | 6466.2859 | 1520.9518 | 3119.9345 | 11107.1722 | 0 | 0 | 0 | 0 | 637.7122
10 | 291 | 24 | 7526.5612 | 2771.5551 | 1228.2654 | 11526.3817 | 6176.1971 | 1224.1603 | 2827.4628 | 10227.8202 | 0 | 0 | 0 | 0 | 1298.5616
10 | 292 | 1 | 7474.8041 | 2752.0033 | 1222.489 | 11449.2964 | 6140.6338 | 1087.8738 | 2757.6606 | 9986.1683 | 0 | 0 | 0 | 0 | 1463.1281
10 | 292 | 2 | 7654.3121 | 2806.0312 | 1240.2837 | 11700.627 | 6357.7645 | 1277.2398 | 2447.9065 | 10082.9108 | 0 | 0 | 0 | 0 | 1617.7163
10 | 292 | 3 | 8259.2754 | 3014.0304 | 1295.359 | 12568.6648 | 6462.7963 | 1385.8932 | 2039.4254 | 9888.1149 | 0 | 0 | 0 | 0 | 2680.5499
10 | 292 | 4 | 9367.7085 | 3398.3091 | 1394.6113 | 14160.6289 | 7213.8039 | 1424.3734 | 1715.1573 | 10353.3346 | 0 | 0 | 0 | 0 | 3807.2943
10 | 292 | 5 | 10068.6368 | 3640.1132 | 1451.0025 | 15159.7525 | 8240.4481 | 1676.6254 | 2069.8032 | 11986.8767 | 0 | 0 | 0 | 0 | 3172.8757
10 | 292 | 6 | 10216.2299 | 3691.4539 | 1474.5592 | 15382.243 | 8436.0458 | 2011.4003 | 2346.6968 | 12794.1429 | 0 | 0 | 0 | 0 | 2588.1001
10 | 292 | 7 | 10140.9441 | 3664.742 | 1476.015 | 15281.7012 | 8682.7047 | 2068.7374 | 2472.0035 | 13223.4456 | 0 | 0 | 0 | 0 | 2058.2556
10 | 292 | 8 | 10069.1601 | 3654.6335 | 1459.9113 | 15183.7049 | 8931.954 | 2304.0052 | 2663.8097 | 13899.7689 | 1111.7937 | 353.4363 | 375.5125 | 1840.7424 | -556.8064
10 | 292 | 9 | 10073.3098 | 3590.6872 | 1443.8258 | 15107.8229 | 7002.6936 | 1246.4701 | 2130.1584 | 10379.3221 | 2410.0458 | 805.6677 | 827.3897 | 4043.1032 | 685.3975
10 | 292 | 10 | 10068.74 | 3543.9089 | 1432.102 | 15044.751 | 6230.0685 | 820.8252 | 2024.3197 | 9075.2134 | 2479.6198 | 834.8889 | 959.4509 | 4273.9596 | 1695.5779
10 | 292 | 11 | 10027.3452 | 3513.0271 | 1448.2667 | 14988.6391 | 6586.8924 | 832.6645 | 2104.8304 | 9524.3873 | 2327.9483 | 787.5784 | 1357.4544 | 4472.9812 | 991.2706
10 | 292 | 12 | 9960.5327 | 3484.548 | 1439.6596 | 14884.7404 | 7146.0757 | 916.1276 | 2355.8171 | 10418.0204 | 2163.7536 | 705.4811 | 1148.2413 | 4017.4759 | 449.2441
10 | 292 | 13 | 10014.2885 | 3486.2383 | 1443.9399 | 14944.4668 | 7672.4074 | 1327.609 | 2650.9324 | 11650.9488 | 2074.6987 | 574.6818 | 1368.8735 | 4018.254 | -724.736
10 | 292 | 14 | 10241.382 | 3563.8831 | 1456.636 | 15261.9011 | 8307.7249 | 1551.1349 | 2773.3902 | 12632.25 | 2288.9869 | 748.617 | 1477.9046 | 4515.5085 | -1885.8574
10 | 292 | 15 | 10677.8068 | 3751.0124 | 1513.6248 | 15942.444 | 8810.1123 | 1839.2642 | 2785.6095 | 13434.986 | 2348.8206 | 825.1485 | 1562.1598 | 4736.1289 | -2228.6709
10 | 292 | 16 | 11074.1901 | 3945.5464 | 1546.8413 | 16566.5778 | 8938.1054 | 2232.1253 | 3072.0891 | 14242.3198 | 2218.0213 | 676.26 | 1405.2812 | 4299.5625 | -1975.3045
10 | 292 | 17 | 10903.9221 | 3894.0418 | 1524.3563 | 16322.3201 | 10297.1149 | 2787.209 | 3748.4187 | 16832.7426 | 859.9355 | 281.0793 | 559.9245 | 1700.9393 | -2211.3618
10 | 292 | 18 | 10448.9624 | 3754.4402 | 1472.7136 | 15676.1161 | 10676.8177 | 3368.9825 | 4170.0635 | 18215.8638 | 0 | 0 | 0 | 0 | -2539.7477
10 | 292 | 19 | 9836.8837 | 3538.454 | 1409.2212 | 14784.5589 | 10692.2514 | 3372.1096 | 4251.1872 | 18315.5483 | 0 | 0 | 0 | 0 | -3530.9894
10 | 292 | 20 | 9073.0091 | 3265.5014 | 1342.1754 | 13680.6859 | 10797.7375 | 3372.254 | 4243.7219 | 18413.7134 | 0 | 0 | 0 | 0 | -4733.0276
10 | 292 | 21 | 8380.7585 | 3010.0493 | 1283.5155 | 12674.3233 | 10886.2393 | 3372.254 | 4262.3366 | 18520.8299 | 0 | 0 | 0 | 0 | -5846.5067
10 | 292 | 22 | 7847.0806 | 2841.0217 | 1240.1904 | 11928.2927 | 10915.5571 | 3372.254 | 4261.9397 | 18549.7508 | 0 | 0 | 0 | 0 | -6621.4581
10 | 292 | 23 | 7538.3617 | 2739.9446 | 1227.5787 | 11505.885 | 10812.4857 | 3320.4147 | 4247.3692 | 18380.2696 | 0 | 0 | 0 | 0 | -6874.3846
10 | 292 | 24 | 7365.4347 | 2690.63 | 1212.3231 | 11268.3878 | 10732.1791 | 3372.254 | 4211.8028 | 18316.2359 | 0 | 0 | 0 | 0 | -7047.8481
10 | 293 | 1 | 7328.3481 | 2682.2151 | 1207.7393 | 11218.3026 | 10775.9567 | 3372.254 | 4241.1777 | 18389.3884 | 0 | 0 | 0 | 0 | -7171.0858
10 | 293 | 2 | 7515.147 | 2746.6574 | 1217.6448 | 11479.4491 | 10867.6793 | 3372.254 | 4044.562 | 18284.4953 | 0 | 0 | 0 | 0 | -6805.0462
10 | 293 | 3 | 8118.4992 | 2961.165 | 1272.3059 | 12351.9701 | 10327.328 | 3372.254 | 3961.3566 | 17660.9385 | 0 | 0 | 0 | 0 | -5308.9684
10 | 293 | 4 | 9240.031 | 3360.4225 | 1378.1708 | 13978.6243 | 10134.4025 | 3372.254 | 3982.3557 | 17489.0122 | 0 | 0 | 0 | 0 | -3510.3878
10 | 293 | 5 | 9944.4389 | 3605.193 | 1447.6734 | 14997.3053 | 10559.3682 | 3372.254 | 4018.8744 | 17950.4965 | 0 | 0 | 0 | 0 | -2953.1913
10 | 293 | 6 | 10164.6491 | 3638.154 | 1485.3501 | 15288.1533 | 10434.0303 | 3372.254 | 4241.9758 | 18048.2602 | 0 | 0 | 0 | 0 | -2760.1069
10 | 293 | 7 | 10249.4734 | 3587.0434 | 1491.5913 | 15328.1082 | 10338.7158 | 3372.254 | 4262.7926 | 17973.7624 | 0 | 0 | 0 | 0 | -2645.6542
10 | 293 | 8 | 10286.0282 | 3567.817 | 1493.126 | 15346.9711 | 10700.0389 | 3128.732 | 4263.3901 | 18092.161 | 108.5355 | 18.0893 | 52.7096 | 179.3344 | -2924.5243
10 | 293 | 9 | 10251.2367 | 3583.764 | 1481.6549 | 15316.6556 | 10470.355 | 3372.254 | 4263.2482 | 18105.8572 | 527.3714 | 228.203 | 164.732 | 920.3064 | -3709.508
10 | 293 | 10 | 10150.8723 | 3559.6601 | 1471.7185 | 15182.251 | 9984.6499 | 3315.071 | 4263.3913 | 17563.1122 | 370.134 | 250.4667 | 544.8175 | 1165.4183 | -3546.2795
10 | 293 | 11 | 10078.4809 | 3538.2151 | 1468.6514 | 15085.3474 | 10175.635 | 3152.9434 | 4263.3913 | 17591.9697 | 652.6048 | 189.2415 | 758.9064 | 1600.7526 | -4107.3749
10 | 293 | 12 | 9930.5267 | 3494.7551 | 1456.9144 | 14882.1962 | 9922.2578 | 2577.5719 | 4216.7917 | 16716.6214 | 967.0796 | 549.6352 | 1221.9599 | 2738.6746 | -4573.0999
10 | 293 | 13 | 9930.8383 | 3492.9686 | 1461.6282 | 14885.4351 | 9926.68 | 2510.6978 | 4263.3913 | 16700.7691 | 1861.8021 | 326.9981 | 739.875 | 2928.6753 | -4744.0093
10 | 293 | 14 | 10157.0364 | 3602.654 | 1478.509 | 15238.1994 | 9290.5689 | 1886.2329 | 4197.2972 | 15374.099 | 1196.674 | 493.9759 | 1220.7097 | 2911.3596 | -3047.2592
10 | 293 | 15 | 10659.0767 | 3791.3123 | 1527.1839 | 15977.5729 | 9035.809 | 1860.5628 | 4032.8063 | 14929.1781 | 1033.8707 | 743.051 | 1505.7758 | 3282.6975 | -2234.3027
10 | 293 | 16 | 11191.1021 | 4008.6916 | 1556.6412 | 16756.4349 | 8297.8436 | 1598.3929 | 4016.0446 | 13912.2811 | 1998.1673 | 363.1767 | 1369.4152 | 3730.7591 | -886.6053
10 | 293 | 17 | 11091.3998 | 3986.5334 | 1539.3078 | 16617.241 | 8840.7502 | 1511.0204 | 4212.4811 | 14564.2516 | 734.7022 | 292.2111 | 532.3033 | 1559.2165 | 493.7728
10 | 293 | 18 | 10687.4922 | 3857.3126 | 1498.1201 | 16042.9248 | 9569.6027 | 1742.7195 | 4245.8286 | 15558.1509 | 0 | 0 | 0 | 0 | 484.774
10 | 293 | 19 | 10081.823 | 3643.9984 | 1440.4304 | 15166.2517 | 8666.8942 | 956.0445 | 4240.6387 | 13863.5774 | 0 | 0 | 0 | 0 | 1302.6744
10 | 293 | 20 | 9328.4703 | 3370.5941 | 1368.1751 | 14067.2394 | 7790.3512 | 740.1067 | 4155.2675 | 12685.7254 | 0 | 0 | 0 | 0 | 1381.514
10 | 293 | 21 | 8613.2995 | 3107.4931 | 1308.2641 | 13029.0568 | 6632.1667 | 452.4118 | 3461.9524 | 10546.5309 | 0 | 0 | 0 | 0 | 2482.5258
10 | 293 | 22 | 8072.7148 | 2927.1631 | 1266.8096 | 12266.6875 | 5504.8058 | 416.4827 | 3345.7756 | 9267.0642 | 0 | 0 | 0 | 0 | 2999.6233
10 | 293 | 23 | 7781.3729 | 2824.3659 | 1250.0734 | 11855.8122 | 5019.2414 | 203.7409 | 3061.0006 | 8283.9829 | 0 | 0 | 0 | 0 | 3571.8292
10 | 293 | 24 | 7631.024 | 2774.4945 | 1237.0511 | 11642.5695 | 4161.6032 | 264.7609 | 2744.3965 | 7170.7606 | 0 | 0 | 0 | 0 | 4471.8089
10 | 294 | 1 | 7599.6057 | 2762.9895 | 1237.4579 | 11600.0531 | 4072.9289 | 441.5861 | 2463.9817 | 6978.4966 | 0 | 0 | 0 | 0 | 4621.5565
10 | 294 | 2 | 7786.7844 | 2825.9291 | 1259.1631 | 11871.8766 | 5530.269 | 1086.8244 | 2688.9442 | 9306.0376 | 0 | 0 | 0 | 0 | 2565.839
10 | 294 | 3 | 8414.8484 | 3038.1652 | 1319.5854 | 12772.599 | 7269.5159 | 1438.7754 | 2446.6971 | 11154.9883 | 0 | 0 | 0 | 0 | 1617.6107
10 | 294 | 4 | 9568.4138 | 3442.0887 | 1420.6727 | 14431.1753 | 9301.006 | 2260.8175 | 2318.2959 | 13880.1193 | 0 | 0 | 0 | 0 | 551.056
10 | 294 | 5 | 10251.0916 | 3696.8525 | 1472.7059 | 15420.6499 | 10030.1903 | 3349.1527 | 2790.8498 | 16170.1928 | 0 | 0 | 0 | 0 | -749.5429
10 | 294 | 6 | 10403.2949 | 3740.9033 | 1490.6836 | 15634.8818 | 10174.3275 | 3290.442 | 3229.7051 | 16694.4746 | 0 | 0 | 0 | 0 | -1059.5928
10 | 294 | 7 | 10276.7021 | 3697.7189 | 1485.0234 | 15459.4444 | 10761.1004 | 3320.0737 | 3877.3202 | 17958.4944 | 0 | 0 | 0 | 0 | -2499.05
10 | 294 | 8 | 10024.889 | 3622.5594 | 1479.9769 | 15127.4253 | 10725.4383 | 3372.254 | 4134.0518 | 18231.7441 | 107.1441 | 5.5659 | 270.3297 | 383.0397 | -3487.3585
10 | 294 | 9 | 9825.2988 | 3544.0596 | 1474.5536 | 14843.912 | 10415.9067 | 3173.3615 | 3789.4466 | 17378.7149 | 360.3937 | 19.4807 | 923.4074 | 1303.2818 | -3838.0847
10 | 294 | 10 | 9640.0929 | 3463.0828 | 1448.5091 | 14551.6847 | 10763.7619 | 3372.254 | 4055.0931 | 18191.1089 | 943.4244 | 656.7792 | 1007.1092 | 2607.3128 | -6246.737
10 | 294 | 11 | 9549.1353 | 3431.1963 | 1438.6524 | 14418.984 | 10952.9886 | 3372.254 | 4207.3244 | 18532.567 | 1468.0129 | 662.3452 | 811.1322 | 2941.4903 | -7055.0732
10 | 294 | 12 | 9586.7327 | 3448.0496 | 1429.866 | 14464.6483 | 10956.2974 | 3372.254 | 4263.3913 | 18591.9427 | 1900.7636 | 435.5337 | 871.5077 | 3207.8049 | -7335.0994
10 | 294 | 13 | 9755.6536 | 3484.3015 | 1443.387 | 14683.3422 | 10956.2974 | 3372.254 | 4263.3913 | 18591.9427 | 1051.9599 | 417.4444 | 719.424 | 2188.8283 | -6097.4289
10 | 294 | 14 | 10150.4034 | 3599.4084 | 1477.4132 | 15227.225 | 10956.2974 | 3372.254 | 4263.3913 | 18591.9427 | 1441.5747 | 485.627 | 598.7655 | 2525.9672 | -5890.6849
10 | 294 | 15 | 10719.2272 | 3794.5736 | 1524.6345 | 16038.4353 | 10956.2974 | 3372.254 | 4263.3913 | 18591.9427 | 1526.4551 | 852.9781 | 398.1884 | 2777.6215 | -5331.1289
10 | 294 | 16 | 11229.9751 | 4023.3345 | 1567.7532 | 16821.0629 | 10956.2974 | 3372.254 | 4263.3913 | 18591.9427 | 1572.3739 | 829.3229 | 594.2205 | 2995.9174 | -4766.7972
10 | 294 | 17 | 11127.1741 | 4009.6261 | 1551.2555 | 16688.0557 | 10910.9437 | 3372.254 | 4263.3913 | 18546.5889 | 765.3147 | 411.8785 | 237.7766 | 1414.9699 | -3273.5031
10 | 294 | 18 | 10745.7929 | 3881.9149 | 1515.2964 | 16143.0041 | 10891.3561 | 3372.254 | 4263.3913 | 18527.0014 | 0 | 0 | 0 | 0 | -2383.9973
10 | 294 | 19 | 10172.7065 | 3673.9492 | 1451.0405 | 15297.6963 | 10692.2803 | 3372.254 | 4263.3913 | 18327.9256 | 0 | 0 | 0 | 0 | -3030.2293
10 | 294 | 20 | 9398.6032 | 3400.0132 | 1382.5146 | 14181.1311 | 10645.2463 | 3372.254 | 4263.3913 | 18280.8916 | 0 | 0 | 0 | 0 | -4099.7605
10 | 294 | 21 | 8685.9442 | 3134.9136 | 1323.975 | 13144.8328 | 10601.7714 | 3251.7962 | 4263.067 | 18116.6345 | 0 | 0 | 0 | 0 | -4971.8017
10 | 294 | 22 | 8183.5845 | 2962.9725 | 1286.1984 | 12432.7554 | 10069.3742 | 2821.8508 | 3874.2682 | 16765.4932 | 0 | 0 | 0 | 0 | -4332.7378
10 | 294 | 23 | 7908.9448 | 2866.5558 | 1269.2289 | 12044.7294 | 9792.903 | 2375.6554 | 3930.8815 | 16099.44 | 0 | 0 | 0 | 0 | -4054.7105
10 | 294 | 24 | 7773.8913 | 2822.3593 | 1258.2655 | 11854.5161 | 9516.2441 | 2157.6784 | 3707.2472 | 15381.1697 | 0 | 0 | 0 | 0 | -3526.6536
10 | 295 | 1 | 7756.8282 | 2822.6921 | 1259.0879 | 11838.6082 | 9489.9423 | 1769.8685 | 3260.1833 | 14519.9941 | 0 | 0 | 0 | 0 | -2681.3859
10 | 295 | 2 | 7969.0293 | 2893.2185 | 1277.7094 | 12139.9572 | 8955.3065 | 1372.8473 | 3096.4009 | 13424.5547 | 0 | 0 | 0 | 0 | -1284.5975
10 | 295 | 3 | 8599.6634 | 3110.6471 | 1338.2458 | 13048.5564 | 7593.7887 | 1013.6662 | 2828.5096 | 11435.9644 | 0 | 0 | 0 | 0 | 1612.592
10 | 295 | 4 | 9727.901 | 3500.9858 | 1436.744 | 14665.6308 | 6847.7483 | 804.9778 | 3361.9512 | 11014.6773 | 0 | 0 | 0 | 0 | 3650.9536
10 | 295 | 5 | 10375.7057 | 3747.247 | 1488.5378 | 15611.4905 | 5953.6077 | 681.4485 | 3258.1686 | 9893.2248 | 0 | 0 | 0 | 0 | 5718.2657
10 | 295 | 6 | 10465.9509 | 3828.7233 | 1511.1291 | 15805.8034 | 6427.3464 | 778.5149 | 3287.649 | 10493.5103 | 0 | 0 | 0 | 0 | 5312.293
10 | 295 | 7 | 10232.8962 | 3851.0886 | 1500.8926 | 15584.8773 | 6675.906 | 867.1742 | 3218.7042 | 10761.7845 | 0 | 0 | 0 | 0 | 4823.0928
10 | 295 | 8 | 9967.4646 | 3827.0417 | 1490.3624 | 15284.8688 | 5585.4437 | 631.2795 | 3107.127 | 9323.8502 | 1060.3088 | 214.2881 | 635.6434 | 1910.2403 | 4050.7783
10 | 295 | 9 | 9694.7383 | 3696.5537 | 1462.8547 | 14854.1468 | 3186.7582 | 187.5676 | 2718.3009 | 6092.6267 | 2428.135 | 198.9818 | 1598.0675 | 4225.1844 | 4536.3357
10 | 295 | 10 | 9496.5785 | 3561.5207 | 1437.0838 | 14495.1829 | 2760.1096 | 147.3286 | 3091.088 | 5998.5262 | 2507.4495 | 623.3837 | 1491.4489 | 4622.2821 | 3874.3747
10 | 295 | 11 | 9379.4315 | 3508.6278 | 1413.2824 | 14301.3417 | 2700.6189 | 195.0808 | 2908.5573 | 5804.2571 | 2339.0803 | 555.2011 | 1416.5589 | 4310.8403 | 4186.2444
10 | 295 | 12 | 9344.4691 | 3479.6851 | 1397.324 | 14221.4782 | 2816.2108 | 251.5922 | 2907.0882 | 5974.8912 | 1861.8021 | 442.4911 | 1204.5419 | 3508.835 | 4737.7519
10 | 295 | 13 | 9527.9157 | 3497.366 | 1396.9799 | 14422.2616 | 2879.5387 | 336.6805 | 2979.6375 | 6195.8567 | 1646.1225 | 370.1341 | 1275.8363 | 3292.0928 | 4934.3121
10 | 295 | 14 | 9913.6298 | 3575.7035 | 1416.89 | 14906.2233 | 2564.8054 | 407.1234 | 3094.4067 | 6066.3356 | 1449.9236 | 335.347 | 1363.0412 | 3148.3118 | 5691.5759
10 | 295 | 15 | 10432.9845 | 3723.0799 | 1465.5707 | 15621.6351 | 2192.8879 | 365.663 | 3005.0083 | 5563.5593 | 1138.2318 | 108.5356 | 1586.8941 | 2833.6614 | 7224.4144
10 | 295 | 16 | 10880.7768 | 3906.092 | 1515.5536 | 16302.4225 | 2009.404 | 488.0927 | 2875.4037 | 5372.9005 | 826.5399 | 107.1441 | 1106.0919 | 2039.7759 | 8889.7461
10 | 295 | 17 | 10727.4239 | 3869.4039 | 1493.9001 | 16090.7279 | 2838.8163 | 525.5846 | 2742.1378 | 6106.5387 | 335.347 | 15.3063 | 437.9117 | 788.565 | 9195.6241
10 | 295 | 18 | 10373.1696 | 3751.9726 | 1452.5365 | 15577.6787 | 3844.7939 | 1012.2401 | 2401.2442 | 7258.2783 | 0 | 0 | 0 | 0 | 8319.4004
10 | 295 | 19 | 9909.3527 | 3588.0839 | 1408.817 | 14906.2537 | 4017.7617 | 1033.556 | 1986.0676 | 7037.3852 | 0 | 0 | 0 | 0 | 7868.8684
10 | 295 | 20 | 9297.4634 | 3369.2955 | 1349.6963 | 14016.4552 | 5090.2901 | 1045.4843 | 1461.4653 | 7597.2397 | 0 | 0 | 0 | 0 | 6419.2155
10 | 295 | 21 | 8679.4831 | 3134.5173 | 1294.6146 | 13108.615 | 6007.3002 | 1345.3939 | 954.6086 | 8307.3027 | 0 | 0 | 0 | 0 | 4801.3123
10 | 295 | 22 | 8190.4511 | 2947.7123 | 1248.219 | 12386.3824 | 6669.487 | 1385.2164 | 645.8872 | 8700.5906 | 0 | 0 | 0 | 0 | 3685.7918
10 | 295 | 23 | 7858.1548 | 2831.6074 | 1230.9641 | 11920.7262 | 6616.8979 | 1345.389 | 412.6985 | 8374.9854 | 0 | 0 | 0 | 0 | 3545.7408
10 | 295 | 24 | 7632.8781 | 2759.3909 | 1210.773 | 11603.042 | 6493.8586 | 1442.8108 | 244.2152 | 8180.8846 | 0 | 0 | 0 | 0 | 3422.1574
10 | 296 | 1 | 7494.5911 | 2723.7631 | 1206.0516 | 11424.4058 | 6053.2936 | 1470.0191 | 400.2625 | 7923.5753 | 0 | 0 | 0 | 0 | 3500.8305
10 | 296 | 2 | 7482.1419 | 2735.1392 | 1214.2154 | 11431.4965 | 5506.9341 | 1307.031 | 147.6878 | 6961.6529 | 0 | 0 | 0 | 0 | 4469.8436
10 | 296 | 3 | 7680.5891 | 2799.9736 | 1233.5856 | 11714.1483 | 4971.9248 | 839.1275 | 199.9137 | 6010.966 | 0 | 0 | 0 | 0 | 5703.1823
10 | 296 | 4 | 8091.5018 | 2949.59 | 1277.2941 | 12318.3859 | 4597.8283 | 426.4053 | 179.7291 | 5203.9628 | 0 | 0 | 0 | 0 | 7114.4231
10 | 296 | 5 | 8620.1813 | 3146.9108 | 1328.014 | 13095.1061 | 3953.2642 | 271.8603 | 286.6665 | 4511.7911 | 0 | 0 | 0 | 0 | 8583.3151
10 | 296 | 6 | 9225.0545 | 3362.1791 | 1379.6677 | 13966.9012 | 3348.4508 | 406.7204 | 417.6498 | 4172.821 | 0 | 0 | 0 | 0 | 9794.0802
10 | 296 | 7 | 9739.2905 | 3565.4097 | 1426.5236 | 14731.2238 | 3105.4515 | 754.3429 | 725.5968 | 4585.3911 | 0 | 0 | 0 | 0 | 10145.8327
10 | 296 | 8 | 10099.4411 | 3700.7966 | 1451.4875 | 15251.7251 | 3115.1578 | 1006.6783 | 693.6369 | 4815.4731 | 217.0711 | 9.7404 | 123.6752 | 350.4866 | 10085.7654
10 | 296 | 9 | 10290.711 | 3702.5833 | 1470.0379 | 15463.3322 | 2413.5777 | 701.1233 | 546.1539 | 3660.8549 | 431.3592 | 100.1867 | 378.0662 | 909.6121 | 10892.8651
10 | 296 | 10 | 10305.3166 | 3698.2693 | 1480.7206 | 15484.3065 | 2059.7721 | 846.4807 | 463.4573 | 3369.7102 | 979.6029 | 90.4463 | 561.325 | 1631.3742 | 10483.222
10 | 296 | 11 | 10203.7052 | 3663.2888 | 1486.6516 | 15353.6456 | 2953.2722 | 675.7051 | 427.1502 | 4056.1275 | 512.0651 | 114.1015 | 321.7194 | 947.886 | 10349.632
10 | 296 | 12 | 10094.4709 | 3641.6981 | 1487.6958 | 15223.8647 | 2743.2577 | 411.6906 | 395.6533 | 3550.6016 | 740.2681 | 243.5092 | 327.3433 | 1311.1206 | 10362.1425
10 | 296 | 13 | 10078.0771 | 3614.5011 | 1491.7551 | 15184.3332 | 3680.4252 | 584.6821 | 474.8085 | 4739.9158 | 321.4322 | 361.7851 | 342.3117 | 1025.529 | 9418.8884
10 | 296 | 14 | 10177.5616 | 3635.4328 | 1510.3199 | 15323.3142 | 3271.8366 | 831.214 | 567.6337 | 4670.6844 | 261.5985 | 512.0652 | 200.0771 | 973.7408 | 9678.8891
10 | 296 | 15 | 10397.075 | 3708.5757 | 1522.6604 | 15628.3111 | 2622.3279 | 659.8179 | 874.3174 | 4156.4632 | 300.56 | 271.3389 | 202.9017 | 774.8006 | 10697.0473
10 | 296 | 16 | 10495.6194 | 3771.0204 | 1515.2636 | 15781.9034 | 3397.2775 | 868.2743 | 1262.9161 | 5528.468 | 672.0855 | 633.1241 | 243.1297 | 1548.3392 | 8705.0962
10 | 296 | 17 | 10211.1668 | 3673.5704 | 1484.1247 | 15368.8619 | 2988.1041 | 1017.1351 | 2073.0374 | 6078.2766 | 553.8096 | 326.9981 | 98.9157 | 979.7234 | 8310.8619
10 | 296 | 18 | 9805.8118 | 3556.0732 | 1446.3678 | 14808.2527 | 3321.7541 | 2291.6034 | 3254.331 | 8867.6885 | 0 | 0 | 0 | 0 | 5940.5642
10 | 296 | 19 | 9349.0293 | 3399.2444 | 1393.3318 | 14141.6056 | 3371.0409 | 3037.0953 | 3689.3725 | 10097.5088 | 0 | 0 | 0 | 0 | 4044.0968
10 | 296 | 20 | 8826.2143 | 3217.0052 | 1348.7001 | 13391.9196 | 4053.0903 | 3301.6534 | 3764.9427 | 11119.6864 | 0 | 0 | 0 | 0 | 2272.2331
10 | 296 | 21 | 8298.7389 | 3023.9677 | 1301.0814 | 12623.7879 | 3331.6319 | 2896.0219 | 3914.6842 | 10142.3381 | 0 | 0 | 0 | 0 | 2481.4499
10 | 296 | 22 | 7854.8222 | 2856.5558 | 1264.2806 | 11975.6586 | 3107.8074 | 2786.0798 | 3992.0108 | 9885.898 | 0 | 0 | 0 | 0 | 2089.7606
10 | 296 | 23 | 7489.963 | 2738.1287 | 1246.4454 | 11474.5371 | 3091.6844 | 2777.2128 | 3642.855 | 9511.7522 | 0 | 0 | 0 | 0 | 1962.7849
10 | 296 | 24 | 7279.1223 | 2658.9506 | 1230.7136 | 11168.7865 | 3635.5403 | 2595.6237 | 3899.6798 | 10130.8438 | 0 | 0 | 0 | 0 | 1037.9427
10 | 297 | 1 | 7184.2211 | 2623.3005 | 1220.2337 | 11027.7553 | 3533.106 | 2549.7632 | 3667.6814 | 9750.5507 | 0 | 0 | 0 | 0 | 1277.2047
10 | 297 | 2 | 7174.7669 | 2618.8557 | 1216.2713 | 11009.8939 | 4368.3542 | 2699.9456 | 3473.5516 | 10541.8514 | 0 | 0 | 0 | 0 | 468.0425
10 | 297 | 3 | 7319.4783 | 2665.0101 | 1229.6778 | 11214.1662 | 4665.1237 | 2585.3978 | 3745.9185 | 10996.4401 | 0 | 0 | 0 | 0 | 217.7262
10 | 297 | 4 | 7643.5347 | 2768.1415 | 1256.3094 | 11667.9855 | 5079.7904 | 2375.8994 | 3991.1958 | 11446.8856 | 0 | 0 | 0 | 0 | 221.1
10 | 297 | 5 | 8069.553 | 2913.5757 | 1312.8571 | 12295.9857 | 5454.9048 | 2458.418 | 4179.1915 | 12092.5143 | 0 | 0 | 0 | 0 | 203.4715
10 | 297 | 6 | 8555.8291 | 3104.7458 | 1371.4492 | 13032.024 | 6620.6995 | 3140.5517 | 4260.0145 | 14021.2656 | 0 | 0 | 0 | 0 | -989.2416
10 | 297 | 7 | 8947.6813 | 3273.222 | 1417.5367 | 13638.44 | 8075.3092 | 3342.211 | 4263.3645 | 15680.8847 | 0 | 0 | 0 | 0 | -2042.4447
10 | 297 | 8 | 9141.8794 | 3355.62 | 1440.7836 | 13938.2829 | 8805.2398 | 3371.2837 | 4263.3913 | 16439.9148 | 527.3714 | 194.8074 | 27.4129 | 749.5918 | -3251.2236
10 | 297 | 9 | 9222.7472 | 3361.5454 | 1444.8604 | 14029.153 | 8215.7895 | 3235.3172 | 4222.1139 | 15673.2206 | 812.6251 | 660.9537 | 35.8243 | 1509.4031 | -3153.4707
10 | 297 | 10 | 9252.8726 | 3358.3339 | 1443.8846 | 14055.0911 | 7921.9598 | 2379.5957 | 4174.8877 | 14476.4431 | 894.7225 | 716.6129 | 110.5476 | 1721.883 | -2143.235
10 | 297 | 11 | 9200.7896 | 3349.0808 | 1433.2657 | 13983.1361 | 8845.0298 | 2744.5204 | 4128.9898 | 15718.54 | 364.5681 | 399.3552 | 223.6906 | 987.6139 | -2723.0178
10 | 297 | 12 | 9188.6118 | 3325.3373 | 1428.2442 | 13942.1934 | 9708.5267 | 3136.4223 | 4142.8934 | 16987.8425 | 683.2174 | 123.8418 | 228.3026 | 1035.3618 | -4081.0109
10 | 297 | 13 | 9280.7134 | 3341.8934 | 1436.5678 | 14059.1745 | 9992.7848 | 3369.4828 | 4101.3959 | 17463.6635 | 578.8563 | 157.2374 | 402.1961 | 1138.2898 | -4542.7787
10 | 297 | 14 | 9571.4733 | 3442.8038 | 1460.7624 | 14475.0395 | 10020.1213 | 3372.254 | 4204.3399 | 17596.7152 | 822.3655 | 492.5844 | 194.474 | 1509.4239 | -4631.0996
10 | 297 | 15 | 10051.9951 | 3617.1303 | 1490.922 | 15160.0474 | 10299.286 | 3372.254 | 4238.9255 | 17910.4655 | 1058.9173 | 448.057 | 466.996 | 1973.9704 | -4724.3884
10 | 297 | 16 | 10379.8802 | 3766.1663 | 1507.2223 | 15653.2689 | 10486.2005 | 3372.254 | 4153.174 | 18011.6284 | 1000.4751 | 180.8926 | 421.5772 | 1602.9449 | -3961.3045
10 | 297 | 17 | 10167.9477 | 3694.7108 | 1474.2395 | 15336.8979 | 10794.7437 | 3372.254 | 4255.4514 | 18422.4492 | 692.9577 | 343.6959 | 171.1522 | 1207.8058 | -4293.3571
10 | 297 | 18 | 9787.802 | 3574.1311 | 1419.2008 | 14781.134 | 10769.8263 | 3372.254 | 4259.7233 | 18401.8036 | 0 | 0 | 0 | 0 | -3620.6697
10 | 297 | 19 | 9246.2685 | 3382.7975 | 1360.1177 | 13989.1837 | 10873.2961 | 3372.0496 | 4246.7146 | 18492.0602 | 0 | 0 | 0 | 0 | -4502.8766
10 | 297 | 20 | 8658.7894 | 3160.7861 | 1303.2906 | 13122.8661 | 10554.8799 | 3351.7125 | 4242.7794 | 18149.3718 | 0 | 0 | 0 | 0 | -5026.5056
10 | 297 | 21 | 8084.9823 | 2937.9021 | 1257.0569 | 12279.9413 | 10509.8542 | 2989.9071 | 4250.5856 | 17750.3469 | 0 | 0 | 0 | 0 | -5470.4055
10 | 297 | 22 | 7614.412 | 2771.0843 | 1226.7152 | 11612.2115 | 10335.5154 | 2617.9121 | 4216.6813 | 17170.1088 | 0 | 0 | 0 | 0 | -5557.8973
10 | 297 | 23 | 7292.5888 | 2670.3171 | 1210.8341 | 11173.74 | 10188.6414 | 2843.7682 | 4202.6352 | 17235.0449 | 0 | 0 | 0 | 0 | -6061.3049
10 | 297 | 24 | 7140.3663 | 2619.899 | 1196.5742 | 10956.8396 | 9594.7182 | 2821.0183 | 4104.4002 | 16520.1368 | 0 | 0 | 0 | 0 | -5563.2972
10 | 298 | 1 | 7107.0058 | 2610.4108 | 1194.7447 | 10912.1613 | 8919.7658 | 2911.4031 | 4166.1825 | 15997.3514 | 0 | 0 | 0 | 0 | -5085.1901
10 | 298 | 2 | 7298.794 | 2672.2238 | 1212.9182 | 11183.9361 | 9438.9162 | 2794.0429 | 4218.544 | 16451.5031 | 0 | 0 | 0 | 0 | -5267.5671
10 | 298 | 3 | 7917.7375 | 2880.7062 | 1269.749 | 12068.1928 | 9302.826 | 2823.9115 | 4162.5889 | 16289.3265 | 0 | 0 | 0 | 0 | -4221.1337
10 | 298 | 4 | 9004.6423 | 3271.705 | 1369.7999 | 13646.1472 | 8886.4177 | 2751.5174 | 4185.4678 | 15823.4029 | 0 | 0 | 0 | 0 | -2177.2557
10 | 298 | 5 | 9771.2979 | 3546.7665 | 1432.2481 | 14750.3126 | 8674.4467 | 2894.4517 | 4242.2794 | 15811.1778 | 0 | 0 | 0 | 0 | -1060.8652
10 | 298 | 6 | 10147.3224 | 3619.9674 | 1460.917 | 15228.2068 | 8506.0472 | 3372.254 | 4095.9118 | 15974.213 | 0 | 0 | 0 | 0 | -746.0062
10 | 298 | 7 | 10311.3525 | 3636.5603 | 1465.5991 | 15413.5119 | 8181.4708 | 3372.254 | 3812.3589 | 15366.0837 | 0 | 0 | 0 | 0 | 47.4283
10 | 298 | 8 | 10156.3579 | 3644.9484 | 1469.8968 | 15271.2032 | 8870.5708 | 3354.7903 | 4184.0719 | 16409.4329 | 136.3652 | 289.4281 | 549.9921 | 975.7854 | -2114.0152
10 | 298 | 9 | 9994.1321 | 3639.0022 | 1467.4823 | 15100.6166 | 7662.4919 | 2944.7572 | 3887.0599 | 14494.309 | 363.1766 | 705.4811 | 873.5985 | 1942.2562 | -1335.9486
10 | 298 | 10 | 9942.5709 | 3603.7196 | 1460.2656 | 15006.556 | 7278.9395 | 2799.6327 | 3816.1655 | 13894.7377 | 1857.6277 | 814.0166 | 615.4053 | 3287.0495 | -2175.2312
10 | 298 | 11 | 9931.3837 | 3588.6185 | 1456.3908 | 14976.3931 | 8377.4323 | 2979.0435 | 4098.4264 | 15454.9022 | 1754.658 | 776.4467 | 739.0804 | 3270.1851 | -3748.6943
10 | 298 | 12 | 9823.349 | 3551.9737 | 1446.739 | 14822.0616 | 8738.369 | 2903.5768 | 3915.2751 | 15557.221 | 1914.6784 | 649.8218 | 756.2113 | 3320.7115 | -4055.8708
10 | 298 | 13 | 9845.7411 | 3525.4699 | 1453.4097 | 14824.6208 | 9819.259 | 3004.2869 | 3953.5587 | 16777.1045 | 1911.8954 | 645.6473 | 640.5725 | 3198.1152 | -5150.5989
10 | 298 | 14 | 10132.1639 | 3601.612 | 1475.3932 | 15209.1691 | 10186.5044 | 3123.9525 | 4125.4833 | 17435.9402 | 2028.7799 | 665.1281 | 423.4135 | 3117.3214 | -5344.0926
10 | 298 | 15 | 10641.509 | 3785.2644 | 1507.0971 | 15933.8705 | 10329.5429 | 3045.8206 | 4226.2116 | 17601.5751 | 1889.6317 | 555.2011 | 765.996 | 3210.8288 | -4878.5333
10 | 298 | 16 | 11046.7089 | 3990.0903 | 1536.3836 | 16573.1827 | 9806.748 | 2943.1543 | 4226.9938 | 16976.8961 | 2003.7331 | 538.5033 | 1186.1356 | 3728.372 | -4132.0853
10 | 298 | 17 | 10846.3046 | 3947.9104 | 1507.9844 | 16302.1995 | 10078.8089 | 2974.6266 | 4263.3913 | 17316.8269 | 743.0511 | 307.5174 | 419.0977 | 1469.6662 | -2484.2936
10 | 298 | 18 | 10410.3788 | 3806.1599 | 1458.9307 | 15675.4694 | 10345.2006 | 3000.4144 | 4217.8707 | 17563.4857 | 0 | 0 | 0 | 0 | -1888.0163
10 | 298 | 19 | 9788.7443 | 3585.4406 | 1397.4513 | 14771.6362 | 10263.2065 | 2906.9893 | 4262.53 | 17432.7258 | 0 | 0 | 0 | 0 | -2661.0897
10 | 298 | 20 | 9042.1928 | 3305.3886 | 1330.1278 | 13677.7092 | 10075.9329 | 3022.9795 | 4126.5872 | 17225.4996 | 0 | 0 | 0 | 0 | -3547.7904
10 | 298 | 21 | 8343.7243 | 3045.6815 | 1272.3372 | 12661.743 | 10177.9618 | 3370.722 | 4237.7937 | 17786.4775 | 0 | 0 | 0 | 0 | -5124.7346
10 | 298 | 22 | 7827.8058 | 2865.7342 | 1234.5193 | 11928.0592 | 9966.6101 | 3088.3214 | 4247.4076 | 17302.3392 | 0 | 0 | 0 | 0 | -5374.2799
10 | 298 | 23 | 7537.763 | 2771.2739 | 1225.1581 | 11534.195 | 9476.0035 | 2588.957 | 4222.8583 | 16287.8187 | 0 | 0 | 0 | 0 | -4753.6237
10 | 298 | 24 | 7389.8247 | 2714.8952 | 1209.4497 | 11314.1696 | 9442.3122 | 2421.9608 | 4194.9809 | 16059.254 | 0 | 0 | 0 | 0 | -4745.0843
10 | 299 | 1 | 7359.5886 | 2705.9277 | 1203.9306 | 11269.4469 | 8724.8821 | 2500.8551 | 4205.4065 | 15431.1438 | 0 | 0 | 0 | 0 | -4161.6968
10 | 299 | 2 | 7553.7537 | 2764.7994 | 1219.9006 | 11538.4537 | 8201.0026 | 2383.5697 | 4262.6191 | 14847.1914 | 0 | 0 | 0 | 0 | -3308.7377
10 | 299 | 3 | 8183.581 | 2984.0795 | 1270.7822 | 12438.4427 | 7589.8181 | 2250.1457 | 4254.9406 | 14094.9043 | 0 | 0 | 0 | 0 | -1656.4617
10 | 299 | 4 | 9303.9333 | 3390.9039 | 1369.5265 | 14064.3636 | 6926.9827 | 2068.8277 | 4245.8802 | 13241.6906 | 0 | 0 | 0 | 0 | 822.673
10 | 299 | 5 | 10012.7616 | 3654.9629 | 1425.2425 | 15092.9671 | 6509.5855 | 1887.9497 | 4254.0897 | 12651.625 | 0 | 0 | 0 | 0 | 2441.3421
10 | 299 | 6 | 10115.1446 | 3692.0903 | 1452.1437 | 15259.3787 | 6291.6821 | 1763.6038 | 4256.6147 | 12311.9006 | 0 | 0 | 0 | 0 | 2947.4781
10 | 299 | 7 | 9966.0484 | 3657.1236 | 1446.9252 | 15070.0972 | 5640.7831 | 1579.4024 | 4246.2219 | 11466.4075 | 0 | 0 | 0 | 0 | 3603.6898
10 | 299 | 8 | 9857.6576 | 3616.5204 | 1433.9147 | 14908.0927 | 4892.5561 | 562.3242 | 4150.6071 | 9605.4874 | 694.3492 | 1.3915 | 660.0441 | 1355.7848 | 3946.8204
10 | 299 | 9 | 9847.0685 | 3565.3205 | 1433.7908 | 14846.1799 | 3326.156 | 103.0873 | 3618.7503 | 7047.9936 | 1502.7999 | 16.6978 | 1582.6779 | 3102.1756 | 4696.0107
10 | 299 | 10 | 9840.0347 | 3516.3657 | 1426.391 | 14782.7914 | 2957.5612 | 73.9825 | 3722.6687 | 6754.2124 | 1928.5932 | 41.7444 | 1634.0585 | 3604.3961 | 4424.1829
10 | 299 | 11 | 9883.0126 | 3481.9313 | 1428.7403 | 14793.6842 | 2066.8984 | 12.4654 | 3649.9541 | 5729.3178 | 1310.7755 | 164.1948 | 1483.6372 | 2958.6075 | 6105.7589
10 | 299 | 12 | 9827.0098 | 3442.8276 | 1419.9192 | 14689.7566 | 1400.0616 | 0 | 3485.1721 | 4885.2337 | 1776.9218 | 367.3511 | 1352.3841 | 3496.6569 | 6307.866
10 | 299 | 13 | 9871.8595 | 3459.3703 | 1431.3122 | 14762.5421 | 969.8835 | 0 | 3419.2853 | 4389.1687 | 1917.4613 | 464.7548 | 1363.2867 | 3745.5028 | 6627.8706
10 | 299 | 14 | 10122.4956 | 3588.355 | 1452.026 | 15162.8767 | 612.1729 | 0 | 3408.6489 | 4020.8218 | 1973.1206 | 551.0266 | 1502.7012 | 4026.8485 | 7115.2064
10 | 299 | 15 | 10677.4498 | 3791.7601 | 1504.2531 | 15973.4631 | 300.117 | 0 | 3389.1068 | 3689.2238 | 2116.4432 | 574.6818 | 1586.9982 | 4278.1231 | 8006.1161
10 | 299 | 16 | 11195.9568 | 4028.309 | 1539.7631 | 16764.0288 | 179.7332 | 0 | 3183.2141 | 3362.9473 | 1707.3476 | 496.7588 | 1312.7187 | 3516.8252 | 9884.2563
10 | 299 | 17 | 11063.489 | 4013.0452 | 1519.504 | 16596.0383 | 214.8158 | 12.9158 | 3268.4248 | 3496.1564 | 595.554 | 122.4504 | 413.6568 | 1131.6612 | 11968.2207
10 | 299 | 18 | 10669.4907 | 3896.006 | 1471.0213 | 16036.5181 | 336.9079 | 108.7349 | 3102.5643 | 3548.2071 | 0 | 0 | 0 | 0 | 12488.311
10 | 299 | 19 | 10085.1468 | 3695.0271 | 1411.5733 | 15191.7471 | 332.6584 | 222.8649 | 2794.4082 | 3349.9315 | 0 | 0 | 0 | 0 | 11841.8156
10 | 299 | 20 | 9303.1811 | 3414.571 | 1343.5984 | 14061.3505 | 401.4176 | 206.6951 | 2616.2553 | 3224.368 | 0 | 0 | 0 | 0 | 10836.9826
10 | 299 | 21 | 8581.9129 | 3160.4946 | 1284.2999 | 13026.7074 | 625.2212 | 543.6788 | 2047.9743 | 3216.8743 | 0 | 0 | 0 | 0 | 9809.8331
10 | 299 | 22 | 8105.7696 | 2984.3083 | 1242.0607 | 12332.1385 | 945.6623 | 667.6646 | 1397.5011 | 3010.828 | 0 | 0 | 0 | 0 | 9321.3105
10 | 299 | 23 | 7836.5292 | 2893.9456 | 1228.8752 | 11959.35 | 1644.968 | 1242.2958 | 627.4197 | 3514.6836 | 0 | 0 | 0 | 0 | 8444.6665
10 | 299 | 24 | 7694.6606 | 2845.669 | 1216.9016 | 11757.2312 | 2602.3296 | 1780.2574 | 393.8457 | 4776.4328 | 0 | 0 | 0 | 0 | 6980.7984
10 | 300 | 1 | 7675.9053 | 2840.5888 | 1216.1857 | 11732.6799 | 4014.9099 | 2856.5583 | 286.6036 | 7158.0718 | 0 | 0 | 0 | 0 | 4574.6081
10 | 300 | 2 | 7898.7077 | 2908.2055 | 1236.8681 | 12043.7814 | 5342.5391 | 3179.0336 | 343.6316 | 8865.2044 | 0 | 0 | 0 | 0 | 3178.577
10 | 300 | 3 | 8557.2893 | 3142.2456 | 1296.1189 | 12995.6537 | 6502.2902 | 2985.1365 | 368.5004 | 9855.9271 | 0 | 0 | 0 | 0 | 3139.7266
10 | 300 | 4 | 9721.8327 | 3560.5113 | 1393.793 | 14676.137 | 7378.4521 | 2793.0404 | 324.6049 | 10496.0974 | 0 | 0 | 0 | 0 | 4180.0395
10 | 300 | 5 | 10423.6707 | 3816.7424 | 1451.419 | 15691.8321 | 7957.3972 | 3153.9574 | 555.6558 | 11667.0104 | 0 | 0 | 0 | 0 | 4024.8217
10 | 300 | 6 | 10495.1554 | 3838.765 | 1471.9158 | 15805.8362 | 8472.8546 | 3372.254 | 969.5191 | 12814.6277 | 0 | 0 | 0 | 0 | 2991.2084
10 | 300 | 7 | 10296.4619 | 3791.5662 | 1462.3561 | 15550.3843 | 8646.6243 | 3372.254 | 1308.2506 | 13327.1288 | 0 | 0 | 0 | 0 | 2223.2555
10 | 300 | 8 | 10237.185 | 3725.2536 | 1442.7982 | 15405.2369 | 9163.0245 | 3253.8887 | 1704.3648 | 14121.2779 | 0 | 2.783 | 23.301 | 26.0839 | 1257.875
10 | 300 | 9 | 10139.2435 | 3629.3246 | 1448.5899 | 15217.1581 | 9302.9275 | 3372.254 | 1798.9779 | 14474.1594 | 47.3104 | 15.3063 | 54.93 | 117.5467 | 625.4521
10 | 300 | 10 | 9908.4489 | 3513.5319 | 1444.5123 | 14866.4931 | 9325.9183 | 3372.254 | 1833.9005 | 14532.0728 | 221.2455 | 141.9311 | 107.0979 | 470.2745 | -135.8543
10 | 300 | 11 | 9800.1875 | 3477.6831 | 1441.682 | 14719.5526 | 9648.2269 | 3372.254 | 2103.8844 | 15124.3653 | 72.357 | 30.6126 | 100.3488 | 203.3184 | -608.1311
10 | 300 | 12 | 9630.2469 | 3458.3971 | 1433.0233 | 14521.6673 | 9209.8243 | 3372.254 | 2446.9177 | 15028.996 | 232.3774 | 73.7485 | 203.7723 | 509.8982 | -1017.2269
10 | 300 | 13 | 9741.6085 | 3503.9645 | 1444.1541 | 14689.7271 | 8892.4872 | 2966.6586 | 3255.5904 | 15114.7362 | 175.3267 | 75.14 | 114.1803 | 364.6469 | -789.656
10 | 300 | 14 | 10072.7706 | 3620.2841 | 1458.8211 | 15151.8758 | 7672.0038 | 2899.7179 | 3929.9886 | 14501.7102 | 141.9311 | 57.0507 | 56.7174 | 255.6992 | 394.4664
10 | 300 | 15 | 10451.5511 | 3738.3755 | 1476.793 | 15666.7196 | 7319.979 | 3320.678 | 4245.2476 | 14885.9046 | 136.3652 | 84.8804 | 65.2538 | 286.4993 | 494.3157
10 | 300 | 16 | 10616.224 | 3833.4903 | 1483.3507 | 15933.065 | 7774.1146 | 3192.6475 | 4263.3913 | 15230.1534 | 290.8196 | 11.1319 | 262.9691 | 564.9206 | 137.991
10 | 300 | 17 | 10402.2233 | 3749.6848 | 1463.8507 | 15615.7588 | 7507.4945 | 2363.9657 | 4263.3913 | 14134.8515 | 100.1867 | 0 | 41.7444 | 141.9311 | 1338.9762
10 | 300 | 18 | 10094.5216 | 3663.285 | 1438.7486 | 15196.5552 | 8213.3938 | 2516.5315 | 4263.3913 | 14993.3166 | 0 | 0 | 0 | 0 | 203.2386
10 | 300 | 19 | 9599.745 | 3501.1149 | 1383.6641 | 14484.5239 | 7685.0157 | 2516.5315 | 4259.498 | 14461.0452 | 0 | 0 | 0 | 0 | 23.4787
10 | 300 | 20 | 8859.9733 | 3242.095 | 1319.695 | 13421.7633 | 8109.9583 | 3372.254 | 4260.5956 | 15742.8079 | 0 | 0 | 0 | 0 | -2321.0446
10 | 300 | 21 | 8163.585 | 2992.9313 | 1268.013 | 12424.5293 | 8814.7818 | 3361.6712 | 4260.404 | 16436.8571 | 0 | 0 | 0 | 0 | -4012.3277
10 | 300 | 22 | 7691.7387 | 2809.5292 | 1226.6705 | 11727.9384 | 9501.5813 | 3199.5921 | 4253.7108 | 16954.8843 | 0 | 0 | 0 | 0 | -5226.9459
10 | 300 | 23 | 7392.2844 | 2706.1044 | 1207.5557 | 11305.9444 | 9472.5693 | 2177.4124 | 4248.6695 | 15898.6512 | 0 | 0 | 0 | 0 | -4592.7068
10 | 300 | 24 | 7219.5744 | 2638.0294 | 1196.2421 | 11053.8459 | 8826.72 | 2915.5846 | 4251.7608 | 15994.0654 | 0 | 0 | 0 | 0 | -4940.2195
10 | 301 | 1 | 7172.3068 | 2620.0416 | 1193.2863 | 10985.6347 | 8869.803 | 2855.1817 | 4157.7073 | 15882.6919 | 0 | 0 | 0 | 0 | -4897.0572
10 | 301 | 2 | 7324.7653 | 2663.3613 | 1214.0599 | 11202.1865 | 8162.871 | 1963.1664 | 4078.9982 | 14205.0357 | 0 | 0 | 0 | 0 | -3002.8491
10 | 301 | 3 | 7894.1255 | 2856.4962 | 1268.4445 | 12019.0662 | 7101.0737 | 998.8806 | 3925.4881 | 12025.4424 | 0 | 0 | 0 | 0 | -6.3763
10 | 301 | 4 | 8965.4018 | 3236.4597 | 1368.3172 | 13570.1787 | 5837.7045 | 404.4754 | 4118.0016 | 10360.1815 | 0 | 0 | 0 | 0 | 3209.9972
10 | 301 | 5 | 9686.4778 | 3494.1825 | 1425.1336 | 14605.794 | 4558.0768 | 343.5088 | 4224.772 | 9126.3576 | 0 | 0 | 0 | 0 | 5479.4363
10 | 301 | 6 | 9993.2892 | 3554.6659 | 1450.3988 | 14998.3539 | 3677.0369 | 789.6797 | 4253.2326 | 8719.9493 | 0 | 0 | 0 | 0 | 6278.4046
10 | 301 | 7 | 10071.9863 | 3590.435 | 1458.3117 | 15120.733 | 3436.0301 | 1743.7298 | 4244.4624 | 9424.2222 | 0 | 0 | 0 | 0 | 5696.5108
10 | 301 | 8 | 10094.6597 | 3592.9046 | 1453.9929 | 15141.5572 | 4238.0336 | 2006.3451 | 4241.5072 | 10485.8859 | 608.0774 | 76.5315 | 277.9004 | 962.5092 | 3693.1621
10 | 301 | 9 | 10047.1405 | 3514.7197 | 1452.8887 | 15014.7489 | 4289.5835 | 2255.158 | 4017.8052 | 10562.5467 | 492.5844 | 226.8115 | 145.8555 | 865.2514 | 3586.9508
10 | 301 | 10 | 9896.2559 | 3460.874 | 1448.2529 | 14805.3828 | 5143.4047 | 1627.7247 | 3603.8684 | 10374.9978 | 434.1422 | 221.2455 | 171.5227 | 826.9105 | 3603.4745
10 | 301 | 11 | 9904.3992 | 3512.7723 | 1443.6479 | 14860.8194 | 5977.4397 | 1720.0498 | 3037.1031 | 10734.5926 | 438.3166 | 132.1907 | 298.4972 | 869.0046 | 3257.2222
10 | 301 | 12 | 9880.1541 | 3511.8499 | 1435.0927 | 14827.0967 | 7010.9634 | 1998.806 | 2939.0869 | 11948.8563 | 503.7163 | 157.2374 | 364.7049 | 1025.6586 | 1852.5818
10 | 301 | 13 | 9942.2075 | 3537.4707 | 1443.2591 | 14922.9374 | 8147.7414 | 2327.9309 | 2888.4827 | 13364.155 | 983.7774 | 224.0285 | 352.9317 | 1560.7376 | -1.9552
10 | 301 | 14 | 10173.7849 | 3600.643 | 1471.222 | 15245.6499 | 8567.6119 | 1973.3891 | 3278.7839 | 13819.7849 | 493.9759 | 80.7059 | 180.7839 | 755.4657 | 670.3993
10 | 301 | 15 | 10625.0847 | 3759.3074 | 1515.965 | 15900.3571 | 8565.4963 | 1387.2789 | 3429.4178 | 13382.193 | 704.0896 | 111.3185 | 125.7705 | 941.1786 | 1576.9854
10 | 301 | 16 | 10887.1542 | 3923.6539 | 1534.4714 | 16345.2795 | 7432.148 | 939.4985 | 3455.9138 | 11827.5602 | 217.0711 | 128.0163 | 734.2837 | 1079.3711 | 3438.3482
10 | 301 | 17 | 10671.9806 | 3862.8396 | 1511.6326 | 16046.4528 | 7231.3204 | 936.4024 | 3465.7222 | 11633.445 | 80.7059 | 240.7263 | 118.1047 | 439.5369 | 3973.4708
10 | 301 | 18 | 10217.5574 | 3710.4238 | 1465.9284 | 15393.9095 | 7887.7212 | 1082.4309 | 3678.3955 | 12648.5477 | 0 | 0 | 0 | 0 | 2745.3619
10 | 301 | 19 | 9589.1978 | 3479.9121 | 1397.8938 | 14467.0037 | 7753.3082 | 1229.7275 | 3467.7207 | 12450.7564 | 0 | 0 | 0 | 0 | 2016.2472
10 | 301 | 20 | 8814.493 | 3209.4096 | 1326.5563 | 13350.459 | 7545.878 | 883.9797 | 3720.9429 | 12150.8006 | 0 | 0 | 0 | 0 | 1199.6584
10 | 301 | 21 | 8123.4878 | 2948.5798 | 1269.414 | 12341.4817 | 7122.1546 | 717.6544 | 3136.1826 | 10975.9916 | 0 | 0 | 0 | 0 | 1365.4901
10 | 301 | 22 | 7616.5315 | 2763.8545 | 1227.8081 | 11608.1941 | 6696.6553 | 1166.9826 | 2920.4427 | 10784.0806 | 0 | 0 | 0 | 0 | 824.1135
10 | 301 | 23 | 7315.2898 | 2653.3557 | 1210.3385 | 11178.984 | 6313.7879 | 994.9885 | 2620.1209 | 9928.8973 | 0 | 0 | 0 | 0 | 1250.0868
10 | 301 | 24 | 7140.4484 | 2594.5942 | 1198.7794 | 10933.822 | 6160.5203 | 924.04 | 2161.7577 | 9246.318 | 0 | 0 | 0 | 0 | 1687.504
10 | 302 | 1 | 7090.0685 | 2579.9961 | 1200.2875 | 10870.3521 | 5573.2736 | 1542.706 | 1704.9609 | 8820.9405 | 0 | 0 | 0 | 0 | 2049.4116
10 | 302 | 2 | 7252.2605 | 2634.6463 | 1214.9153 | 11101.8221 | 5931.7683 | 1049.4862 | 1448.1991 | 8429.4536 | 0 | 0 | 0 | 0 | 2672.3685
10 | 302 | 3 | 7815.5016 | 2822.1679 | 1263.0153 | 11900.6848 | 6098.0057 | 650.4749 | 1112.8477 | 7861.3284 | 0 | 0 | 0 | 0 | 4039.3564
10 | 302 | 4 | 8931.0179 | 3205.6021 | 1355.0351 | 13491.6551 | 4822.6043 | 386.5981 | 863.3599 | 6072.5623 | 0 | 0 | 0 | 0 | 7419.0928
10 | 302 | 5 | 9790.1756 | 3511.0551 | 1422.1426 | 14723.3732 | 4805.5013 | 1286.4998 | 612.2353 | 6704.2364 | 0 | 0 | 0 | 0 | 8019.1369
10 | 302 | 6 | 10166.9096 | 3655.0129 | 1463.185 | 15285.1076 | 3801.1189 | 1309.7804 | 515.5962 | 5626.4956 | 0 | 0 | 0 | 0 | 9658.612
10 | 302 | 7 | 10368.498 | 3734.5009 | 1480.3673 | 15583.3662 | 4166.4251 | 574.0949 | 625.9821 | 5366.502 | 0 | 0 | 0 | 0 | 10216.8642
10 | 302 | 8 | 10457.2002 | 3763.0745 | 1473.0913 | 15693.366 | 3586.6804 | 647.843 | 602.699 | 4837.2225 | 104.3611 | 90.4463 | 37.0074 | 231.8148 | 10624.3287
10 | 302 | 9 | 10450.9553 | 3764.1666 | 1471.2941 | 15686.416 | 2703.0326 | 491.3678 | 871.1011 | 4065.5015 | 491.1929 | 378.483 | 92.2708 | 961.9467 | 10658.9678
10 | 302 | 10 | 10359.3617 | 3740.4462 | 1458.7527 | 15558.5606 | 1682.3585 | 565.2083 | 732.0202 | 2979.587 | 802.8848 | 179.5011 | 340.2743 | 1322.6601 | 11256.3135
10 | 302 | 11 | 10317.2505 | 3731.1804 | 1454.1892 | 15502.62 | 1517.649 | 941.8691 | 634.7343 | 3094.2523 | 801.4933 | 173.9352 | 321.1269 | 1296.5554 | 11111.8123
10 | 302 | 12 | 10198.825 | 3689.0484 | 1435.8613 | 15323.7347 | 2174.6469 | 1248.9849 | 527.5386 | 3951.1704 | 609.4688 | 258.8155 | 424.1337 | 1292.4181 | 10080.1463
10 | 302 | 13 | 10201.5883 | 3660.3579 | 1439.7607 | 15301.7069 | 2852.2389 | 1605.2773 | 581.3603 | 5038.8765 | 619.2092 | 147.497 | 248.5706 | 1015.2768 | 9247.5535
10 | 302 | 14 | 10323.1547 | 3691.0798 | 1460.0601 | 15474.2946 | 3795.0401 | 2094.4734 | 664.4629 | 6553.9763 | 424.4018 | 97.4037 | 234.7183 | 756.5238 | 8163.7945
10 | 302 | 15 | 10636.0447 | 3806.0406 | 1494.3524 | 15936.4376 | 4893.3547 | 2774.5828 | 451.9197 | 8119.8572 | 463.3633 | 102.9696 | 81.8682 | 648.2011 | 7168.3793
10 | 302 | 16 | 10731.5131 | 3890.3212 | 1500.05 | 16121.8844 | 6275.6333 | 2609.5637 | 298.1641 | 9183.3611 | 1299.6436 | 496.7588 | 230.8401 | 2027.2425 | 4911.2808
10 | 302 | 17 | 10415.7201 | 3789.487 | 1472.5059 | 15677.713 | 7543.9052 | 2431.9629 | 366.2957 | 10342.1638 | 425.7933 | 173.9352 | 158.6289 | 758.3574 | 4577.1919
10 | 302 | 18 | 9987.382 | 3649.5398 | 1430.1687 | 15067.0905 | 8026.1665 | 3105.3996 | 621.2113 | 11752.7774 | 0 | 0 | 0 | 0 | 3314.3131
10 | 302 | 19 | 9478.0201 | 3470.4618 | 1381.0697 | 14329.5515 | 7974.8067 | 2238.6646 | 439.6869 | 10653.1583 | 0 | 0 | 0 | 0 | 3676.3932
10 | 302 | 20 | 8859.0797 | 3243.4262 | 1320.9777 | 13423.4836 | 8299.9746 | 2455.0915 | 670.7216 | 11425.7876 | 0 | 0 | 0 | 0 | 1997.696
10 | 302 | 21 | 8203.4687 | 2989.0302 | 1271.3832 | 12463.8821 | 8554.7204 | 2395.6055 | 1223.9727 | 12174.2986 | 0 | 0 | 0 | 0 | 289.5835
10 | 302 | 22 | 7687.0552 | 2786.957 | 1217.7305 | 11691.7427 | 8177.1296 | 2641.5372 | 1466.9531 | 12285.6199 | 0 | 0 | 0 | 0 | -593.8772
10 | 302 | 23 | 7381.8275 | 2658.9719 | 1204.4198 | 11245.2192 | 8649.9588 | 2184.2387 | 1585.6466 | 12419.8441 | 0 | 0 | 0 | 0 | -1174.625
10 | 302 | 24 | 7166.0298 | 2581.0137 | 1194.4752 | 10941.5188 | 8364.8005 | 2322.1613 | 1562.8035 | 12249.7653 | 0 | 0 | 0 | 0 | -1308.2465
10 | 303 | 1 | 7047.4811 | 2532.2603 | 1185.4364 | 10765.1779 | 8543.3574 | 2143.3195 | 1399.9116 | 12086.5885 | 0 | 0 | 0 | 0 | -1321.4106
10 | 303 | 2 | 7009.6533 | 2521.2999 | 1193.746 | 10724.6992 | 8800.5397 | 1991.0563 | 1587.0938 | 12378.6898 | 0 | 0 | 0 | 0 | -1653.9906
10 | 303 | 3 | 7201.0133 | 2578.6422 | 1212.2327 | 10991.8882 | 8622.8283 | 2053.5732 | 1965.7604 | 12642.1619 | 0 | 0 | 0 | 0 | -1650.2737
10 | 303 | 4 | 7596.2368 | 2716.8984 | 1252.8253 | 11565.9605 | 9114.0185 | 2710.8021 | 2351.074 | 14175.8946 | 0 | 0 | 0 | 0 | -2609.9341
10 | 303 | 5 | 8130.0147 | 2906.5174 | 1310.6229 | 12347.155 | 9458.1338 | 2366.5264 | 2171.9897 | 13996.6499 | 0 | 0 | 0 | 0 | -1649.4949
10 | 303 | 6 | 8695.4924 | 3113.042 | 1372.6969 | 13181.2314 | 9190.0156 | 2863.412 | 2507.4035 | 14560.8311 | 0 | 0 | 0 | 0 | -1379.5997
10 | 303 | 7 | 9196.2734 | 3292.3855 | 1418.0591 | 13906.718 | 9105.0054 | 2816.6375 | 2333.8517 | 14255.4946 | 0 | 0 | 0 | 0 | -348.7766
10 | 303 | 8 | 9448.2279 | 3399.989 | 1438.3411 | 14286.558 | 9493.9508 | 3122.4387 | 2245.6999 | 14862.0894 | 748.617 | 224.0285 | 247.5795 | 1220.225 | -1795.7564
10 | 303 | 9 | 9510.3232 | 3406.2561 | 1446.0684 | 14362.6477 | 9008.7948 | 2221.4282 | 1968.7612 | 13198.9842 | 1832.581 | 688.7833 | 727.1822 | 3248.5465 | -2084.8829
10 | 303 | 10 | 9462.769 | 3335.0834 | 1443.2944 | 14241.1467 | 8092.0335 | 2308.4996 | 1525.6412 | 11926.1743 | 2166.5365 | 592.7711 | 927.4632 | 3686.7708 | -1371.7983
10 | 303 | 11 | 9237.8272 | 3223.8219 | 1433.6818 | 13895.3309 | 8604.1526 | 2659.9949 | 1569.2117 | 12833.3592 | 1899.3721 | 544.0692 | 794.0268 | 3237.4681 | -2175.4964
10 | 303 | 12 | 8981.9296 | 3175.4326 | 1423.947 | 13581.3091 | 8837.8316 | 3006.0595 | 1818.5334 | 13662.4245 | 1506.9744 | 573.2903 | 639.9519 | 2720.2166 | -2801.332
10 | 303 | 13 | 8877.3107 | 3179.531 | 1427.0692 | 13483.9108 | 9109.2327 | 3176.2 | 2158.1021 | 14443.5348 | 1177.1933 | 251.8581 | 412.0615 | 1841.1129 | -2800.7368
10 | 303 | 14 | 9134.9866 | 3269.5983 | 1428.7067 | 13833.2916 | 9036.7347 | 3257.7695 | 2328.1066 | 14622.6108 | 871.0674 | 320.0407 | 420.3434 | 1611.4514 | -2400.7706
10 | 303 | 15 | 9579.7015 | 3434.0698 | 1441.4896 | 14455.261 | 8858.2004 | 3057.9103 | 3123.8577 | 15039.9684 | 1142.4062 | 784.7955 | 389.5478 | 2316.7495 | -2901.4569
10 | 303 | 16 | 9915.6552 | 3582.8129 | 1432.7457 | 14931.2138 | 8481.037 | 2746.1121 | 3217.1453 | 14444.2944 | 1476.3617 | 733.3107 | 402.3537 | 2612.0262 | -2125.1068
10 | 303 | 17 | 9707.4735 | 3530.7275 | 1397.4082 | 14635.6092 | 8575.3998 | 2602.7865 | 3706.7062 | 14884.8925 | 669.3025 | 286.6452 | 256.549 | 1212.4967 | -1461.7799
10 | 303 | 18 | 9432.0631 | 3430.2838 | 1367.4442 | 14229.7911 | 8825.317 | 2750.3184 | 3861.3971 | 15437.0326 | 0 | 0 | 0 | 0 | -1207.2415
10 | 303 | 19 | 9054.5914 | 3310.5096 | 1330.4627 | 13695.5638 | 8428.308 | 2664.2081 | 3857.3054 | 14949.8214 | 0 | 0 | 0 | 0 | -1254.2576
10 | 303 | 20 | 8595.3491 | 3151.4859 | 1294.4989 | 13041.3339 | 7817.5805 | 2278.2595 | 3792.679 | 13888.519 | 0 | 0 | 0 | 0 | -847.185
10 | 303 | 21 | 8061.1303 | 2968.7176 | 1250.2723 | 12280.1201 | 7396.9011 | 2118.9471 | 3738.594 | 13254.4422 | 0 | 0 | 0 | 0 | -974.3221
10 | 303 | 22 | 7607.4465 | 2807.3615 | 1220.1097 | 11634.9177 | 6910.0735 | 1855.2075 | 3375.3038 | 12140.5848 | 0 | 0 | 0 | 0 | -505.6671
10 | 303 | 23 | 7230.873 | 2674.248 | 1197.3349 | 11102.456 | 6350.3963 | 1486.0211 | 3230.6972 | 11067.1146 | 0 | 0 | 0 | 0 | 35.3413
10 | 303 | 24 | 7033.7258 | 2606.4237 | 1185.3341 | 10825.4836 | 4933.602 | 999.8503 | 3019.9783 | 8953.4305 | 0 | 0 | 0 | 0 | 1872.0531
10 | 304 | 1 | 7024.691 | 2609.5173 | 1186.1294 | 10820.3377 | 3610.7776 | 685.6881 | 2987.1786 | 7283.6443 | 0 | 0 | 0 | 0 | 3536.6935
10 | 304 | 2 | 7113.0178 | 2640.996 | 1191.5266 | 10945.5405 | 4011.68 | 697.4187 | 2750.1808 | 7459.2795 | 0 | 0 | 0 | 0 | 3486.261
10 | 304 | 3 | 7338.7025 | 2724.4606 | 1216.7102 | 11279.8733 | 3673.3723 | 433.5438 | 2729.3591 | 6836.2751 | 0 | 0 | 0 | 0 | 4443.5983
10 | 304 | 4 | 7713.7498 | 2856.4333 | 1259.4625 | 11829.6455 | 2853.453 | 128.1918 | 2614.3105 | 5595.9552 | 0 | 0 | 0 | 0 | 6233.6903
10 | 304 | 5 | 8126.916 | 3015.8989 | 1318.4806 | 12461.2954 | 1894.8482 | 36.271 | 2177.0912 | 4108.2104 | 0 | 0 | 0 | 0 | 8353.085
10 | 304 | 6 | 8389.4264 | 3126.9844 | 1356.254 | 12872.6648 | 1139.5003 | 31.2864 | 1734.0838 | 2904.8705 | 0 | 0 | 0 | 0 | 9967.7942
10 | 304 | 7 | 8481.7911 | 3149.6069 | 1369.3384 | 13000.7364 | 697.9091 | 99.1605 | 1427.8748 | 2224.9444 | 0 | 0 | 0 | 0 | 10775.792
10 | 304 | 8 | 8451.9289 | 3138.0117 | 1379.378 | 12969.3186 | 1001.0814 | 302.053 | 1001.6847 | 2304.819 | 724.9618 | 229.5944 | 306.5589 | 1261.1152 | 9403.3844
10 | 304 | 9 | 8374.6021 | 3114.8291 | 1365.8802 | 12855.3113 | 1870.9853 | 276.9095 | 365.1071 | 2513.0019 | 2046.8692 | 660.9537 | 1062.6153 | 3770.4381 | 6571.8714
10 | 304 | 10 | 8424.5727 | 3117.2057 | 1375.5143 | 12917.2928 | 2353.1706 | 174.3353 | 143.6558 | 2671.1617 | 1788.0536 | 616.4262 | 961.2664 | 3365.7462 | 6880.385
10 | 304 | 11 | 8487.1995 | 3122.4083 | 1379.8129 | 12989.4206 | 3272.2771 | 445.7956 | 72.3135 | 3790.3862 | 812.6251 | 578.8563 | 347.0949 | 1738.5763 | 7460.4581
10 | 304 | 12 | 8659.4711 | 3167.4003 | 1390.1369 | 13217.0083 | 4450.4252 | 1137.9295 | 93.7047 | 5682.0594 | 1175.8018 | 610.8603 | 462.2916 | 2248.9537 | 5285.9951
10 | 304 | 13 | 9036.0366 | 3272.6878 | 1408.8972 | 13717.6217 | 6126.7696 | 1559.2725 | 333.7327 | 8019.7748 | 1289.9033 | 603.9029 | 265.7222 | 2159.5284 | 3538.3185
10 | 304 | 14 | 9764.733 | 3499.901 | 1475.5422 | 14740.1762 | 7418.795 | 2228.0854 | 464.9495 | 10111.83 | 1376.1751 | 697.1322 | 268.9264 | 2342.2337 | 2286.1126
10 | 304 | 15 | 10452.6978 | 3776.1727 | 1527.7754 | 15756.6458 | 9206.6949 | 2906.6597 | 694.8943 | 12808.2489 | 1658.6458 | 748.617 | 291.5444 | 2698.8071 | 249.5898
10 | 304 | 16 | 10369.8954 | 3772.3493 | 1511.2647 | 15653.5095 | 10242.3962 | 3310.1552 | 1189.2847 | 14741.8361 | 1289.9033 | 556.5926 | 114.9929 | 1961.4887 | -1049.8154
10 | 304 | 17 | 10106.2512 | 3683.7867 | 1481.2985 | 15271.3364 | 10785.646 | 3372.254 | 1823.7581 | 15981.6581 | 384.0489 | 208.7222 | 15.3063 | 608.0774 | -1318.399
10 | 304 | 18 | 9718.229 | 3557.0978 | 1435.5524 | 14710.8792 | 10851.2827 | 3372.254 | 2378.25 | 16601.7867 | 0 | 0 | 0 | 0 | -1890.9075
10 | 304 | 19 | 9155.9185 | 3345.0714 | 1369.8093 | 13870.7992 | 10941.3183 | 3372.254 | 2667.7528 | 16981.3251 | 0 | 0 | 0 | 0 | -3110.5259
10 | 304 | 20 | 8574.2476 | 3129.1766 | 1317.5514 | 13020.9756 | 10919.9173 | 3372.254 | 2632.7831 | 16924.9544 | 0 | 0 | 0 | 0 | -3903.9788
10 | 304 | 21 | 8049.1426 | 2931.4988 | 1284.0977 | 12264.7391 | 10807.7865 | 3372.254 | 2803.8971 | 16983.9376 | 0 | 0 | 0 | 0 | -4719.1984
10 | 304 | 22 | 7659.3454 | 2805.5003 | 1257.1609 | 11722.0065 | 10727.8003 | 3369.3433 | 2883.3925 | 16980.5362 | 0 | 0 | 0 | 0 | -5258.5296
10 | 304 | 23 | 7417.8898 | 2728.4643 | 1235.805 | 11382.1592 | 10651.2612 | 3225.7407 | 3234.5499 | 17111.5518 | 0 | 0 | 0 | 0 | -5729.3926
10 | 304 | 24 | 7293.66 | 2689.6873 | 1228.0271 | 11211.3744 | 10646.7529 | 3062.758 | 3436.3763 | 17145.8872 | 0 | 0 | 0 | 0 | -5934.5128
11 | 305 | 1 | 7301.1239 | 2688.6338 | 1231.0043 | 11220.762 | 10258.7194 | 2671.5302 | 3419.507 | 16349.7566 | 0 | 0 | 0 | 0 | -5128.9946
11 | 305 | 2 | 7557.3768 | 2760.2547 | 1249.6747 | 11567.3062 | 9188.9271 | 2478.5454 | 3228.7093 | 14896.1819 | 0 | 0 | 0 | 0 | -3328.8757
11 | 305 | 3 | 8218.3699 | 2990.4541 | 1318.8782 | 12527.7022 | 8546.86 | 2290.4337 | 3213.5785 | 14050.8722 | 0 | 0 | 0 | 0 | -1523.1699
11 | 305 | 4 | 9304.9172 | 3382.2605 | 1412.2979 | 14099.4756 | 7778.7287 | 2095.857 | 2872.5762 | 12747.1619 | 0 | 0 | 0 | 0 | 1352.3136
11 | 305 | 5 | 9971.9516 | 3644.49 | 1461.8392 | 15078.2809 | 6898.711 | 1886.4252 | 2241.7972 | 11026.9333 | 0 | 0 | 0 | 0 | 4051.3476
11 | 305 | 6 | 10262.4754 | 3751.9029 | 1491.5163 | 15505.8946 | 5085.6039 | 1106.2894 | 1990.5863 | 8182.4796 | 0 | 0 | 0 | 0 | 7323.415
11 | 305 | 7 | 10399.9333 | 3812.0833 | 1494.2617 | 15706.2783 | 3334.6873 | 567.6805 | 2033.9535 | 5936.3212 | 0 | 0 | 0 | 0 | 9769.9571
11 | 305 | 8 | 10499.3314 | 3847.0207 | 1492.8381 | 15839.1902 | 2623.7723 | 293.4756 | 1864.0276 | 4781.2755 | 64.0081 | 4.1744 | 2.7413 | 70.9239 | 10986.9909
11 | 305 | 9 | 10508.5849 | 3844.6103 | 1488.551 | 15841.7462 | 1681.687 | 173.2505 | 1826.0199 | 3680.9574 | 461.9718 | 22.2637 | 39.8946 | 524.1301 | 11636.6587
11 | 305 | 10 | 10402.446 | 3807.1811 | 1478.4317 | 15688.0588 | 657.3249 | 73.5838 | 1594.6068 | 2325.5155 | 294.994 | 102.9696 | 240.3213 | 638.285 | 12724.2582
11 | 305 | 11 | 10367.9188 | 3776.4411 | 1464.6879 | 15609.0478 | 526.9625 | 106.3078 | 1345.6559 | 1978.9262 | 485.627 | 574.6818 | 109.0311 | 1169.3399 | 12460.7816
11 | 305 | 12 | 10287.1702 | 3733.7195 | 1459.5378 | 15480.4275 | 604.1918 | 155.4343 | 1049.7982 | 1809.4242 | 784.7955 | 591.3796 | 132.5821 | 1508.7572 | 12162.246
11 | 305 | 13 | 10378.6522 | 3778.8393 | 1468.0352 | 15625.5268 | 931.915 | 257.7645 | 800.2064 | 1989.8859 | 1099.2703 | 564.9414 | 113.1847 | 1777.3964 | 11858.2444
11 | 305 | 14 | 10865.338 | 3964.4479 | 1515.2991 | 16345.085 | 1345.6775 | 254.5386 | 668.0886 | 2268.3046 | 503.7163 | 310.3004 | 128.4285 | 942.4451 | 13134.3353
11 | 305 | 15 | 11337.6761 | 4148.2273 | 1564.9066 | 17050.81 | 1357.8752 | 230.3831 | 616.7151 | 2204.9734 | 791.7529 | 393.7892 | 77.2145 | 1262.7567 | 13583.08
11 | 305 | 16 | 11273.2583 | 4144.0295 | 1559.6267 | 16976.9145 | 1706.057 | 171.3357 | 553.511 | 2430.9037 | 520.414 | 438.3166 | 27.4963 | 986.2269 | 13559.7839
11 | 305 | 17 | 10939.5465 | 4014.4123 | 1523.4482 | 16477.4069 | 1367.5494 | 203.8813 | 493.5957 | 2065.0265 | 52.8763 | 186.4585 | 0 | 239.3348 | 14173.0456
11 | 305 | 18 | 10421.5995 | 3839.8338 | 1465.7621 | 15727.1954 | 1286.3923 | 327.749 | 552.6265 | 2166.7678 | 0 | 0 | 0 | 0 | 13560.4276
11 | 305 | 19 | 9742.0597 | 3602.5091 | 1394.6778 | 14739.2466 | 1338.6583 | 386.3641 | 573.8701 | 2298.8924 | 0 | 0 | 0 | 0 | 12440.3541
11 | 305 | 20 | 8946.4279 | 3315.6821 | 1324.1381 | 13586.2481 | 1926.6202 | 229.9464 | 465.2695 | 2621.8361 | 0 | 0 | 0 | 0 | 10964.4119
11 | 305 | 21 | 8269.101 | 3059.904 | 1279.3445 | 12608.3494 | 2591.9388 | 184.1269 | 392.302 | 3168.3677 | 0 | 0 | 0 | 0 | 9439.9817
11 | 305 | 22 | 7786.4529 | 2881.2802 | 1244.4267 | 11912.1599 | 3398.575 | 94.5649 | 255.0672 | 3748.207 | 0 | 0 | 0 | 0 | 8163.9528
11 | 305 | 23 | 7503.3454 | 2774.3315 | 1224.9926 | 11502.6695 | 3589.1719 | 473.2241 | 109.4071 | 4171.8031 | 0 | 0 | 0 | 0 | 7330.8664
11 | 305 | 24 | 7341.7609 | 2716.6344 | 1205.2058 | 11263.601 | 4140.1776 | 1858.7417 | 87.2221 | 6086.1414 | 0 | 0 | 0 | 0 | 5177.4596
11 | 306 | 1 | 7308.12 | 2698.1571 | 1200.574 | 11206.8511 | 4554.661 | 2314.4082 | 150.0951 | 7019.1642 | 0 | 0 | 0 | 0 | 4187.6869
11 | 306 | 2 | 7508.2284 | 2756.1984 | 1222.1104 | 11486.5372 | 5339.5379 | 2834.7593 | 475.2667 | 8649.5639 | 0 | 0 | 0 | 0 | 2836.9733
11 | 306 | 3 | 8113.9761 | 2961.9662 | 1282.3291 | 12358.2713 | 6563.6063 | 3372.254 | 986.3075 | 10922.1678 | 0 | 0 | 0 | 0 | 1436.1035
11 | 306 | 4 | 9100.4381 | 3275.3763 | 1371.4656 | 13747.28 | 6846.0774 | 3372.254 | 2082.2668 | 12300.5982 | 0 | 0 | 0 | 0 | 1446.6818
11 | 306 | 5 | 9710.5405 | 3493.0352 | 1425.8223 | 14629.3979 | 7918.3136 | 3372.254 | 2937.0255 | 14227.5931 | 0 | 0 | 0 | 0 | 401.8048
11 | 306 | 6 | 10006.86 | 3611.8221 | 1451.0491 | 15069.7312 | 8400.5006 | 3372.254 | 3536.6048 | 15309.3594 | 0 | 0 | 0 | 0 | -239.6282
11 | 306 | 7 | 10094.0118 | 3662.9263 | 1457.4418 | 15214.3799 | 9278.7864 | 3372.254 | 3690.7987 | 16341.8391 | 0 | 0 | 0 | 0 | -1127.4591
11 | 306 | 8 | 10136.3119 | 3730.0626 | 1452.5926 | 15318.9671 | 10454.6893 | 3372.254 | 3658.7992 | 17485.7425 | 5.5659 | 1.3915 | 2.7413 | 9.6987 | -2176.4741
11 | 306 | 9 | 10236.962 | 3804.5442 | 1443.1475 | 15484.6538 | 10877.1788 | 3372.254 | 3241.9398 | 17491.3726 | 51.4848 | 15.3063 | 31.6499 | 98.441 | -2105.1598
11 | 306 | 10 | 10320.7061 | 3810.1076 | 1441.9744 | 15572.788 | 10939.1491 | 3372.254 | 1901.4605 | 16212.8636 | 50.0933 | 40.353 | 37.2158 | 127.6621 | -767.7376
11 | 306 | 11 | 10372.5335 | 3801.4466 | 1442.5406 | 15616.5206 | 10846.0269 | 3372.254 | 1505.9157 | 15724.1967 | 69.5741 | 26.4381 | 52.4596 | 148.4718 | -256.1478
11 | 306 | 12 | 10326.9713 | 3760.4244 | 1439.4944 | 15526.8901 | 10739.439 | 3372.254 | 1159.5751 | 15271.2682 | 129.4078 | 84.8804 | 52.5012 | 266.7894 | -11.1675
11 | 306 | 13 | 10408.9204 | 3754.1427 | 1454.7292 | 15617.7922 | 10349.1643 | 3316.1592 | 1080.045 | 14745.3685 | 265.7729 | 68.1826 | 62.3041 | 396.2597 | 476.1641
11 | 306 | 14 | 10782.274 | 3887.2474 | 1490.5148 | 16160.0362 | 10494.1102 | 3146.9654 | 757.8945 | 14398.97 | 114.1015 | 54.2678 | 59.417 | 227.7862 | 1533.28
11 | 306 | 15 | 11148.5242 | 4050.3095 | 1525.1606 | 16723.9943 | 10316.768 | 3197.1705 | 745.9233 | 14259.8618 | 68.1826 | 57.0507 | 30.3834 | 155.6167 | 2308.5158
11 | 306 | 16 | 11080.5616 | 4046.2724 | 1517.5806 | 16644.4146 | 10470.1092 | 2880.0453 | 627.1617 | 13977.3162 | 30.6126 | 18.0893 | 13.7898 | 62.4916 | 2604.6068
11 | 306 | 17 | 10793.3035 | 3932.7511 | 1485.7082 | 16211.7628 | 10188.4409 | 3117.8732 | 921.4352 | 14227.7493 | 2.783 | 4.1744 | 0 | 6.9574 | 1977.0561
11 | 306 | 18 | 10301.9763 | 3763.8473 | 1436.2925 | 15502.1162 | 9754.4849 | 2911.2237 | 1334.0328 | 13999.7415 | 0 | 0 | 0 | 0 | 1502.3747
11 | 306 | 19 | 9631.2162 | 3523.5174 | 1374.7106 | 14529.4442 | 9324.2303 | 2801.3566 | 1790.6716 | 13916.2585 | 0 | 0 | 0 | 0 | 613.1857
11 | 306 | 20 | 8866.6401 | 3247.2861 | 1303.199 | 13417.1252 | 8576.0474 | 2751.3258 | 1838.5522 | 13165.9254 | 0 | 0 | 0 | 0 | 251.1998
11 | 306 | 21 | 8169.8028 | 2992.4105 | 1256.8499 | 12419.0632 | 7203.3728 | 3339.8826 | 2061.6871 | 12604.9425 | 0 | 0 | 0 | 0 | -185.8794
11 | 306 | 22 | 7694.7136 | 2813.0951 | 1213.2779 | 11721.0866 | 7212.5465 | 2926.2616 | 1849.08 | 11987.8882 | 0 | 0 | 0 | 0 | -266.8016
11 | 306 | 23 | 7393.1744 | 2709.4513 | 1194.4315 | 11297.0573 | 6114.2416 | 2728.9488 | 1802.7507 | 10645.9412 | 0 | 0 | 0 | 0 | 651.1161
11 | 306 | 24 | 7235.3912 | 2654.8687 | 1183.2526 | 11073.5125 | 5351.6274 | 3359.3853 | 2391.3495 | 11102.3623 | 0 | 0 | 0 | 0 | -28.8498
11 | 307 | 1 | 7205.0135 | 2639.3636 | 1175.9962 | 11020.3734 | 4836.8924 | 3372.254 | 2328.1977 | 10537.3441 | 0 | 0 | 0 | 0 | 483.0293
11 | 307 | 2 | 7401.7205 | 2701.0762 | 1205.6893 | 11308.4859 | 5577.5015 | 3003.3173 | 2931.1548 | 11511.9736 | 0 | 0 | 0 | 0 | -203.4877
11 | 307 | 3 | 8020.3089 | 2913.2753 | 1268.3791 | 12201.9633 | 4278.2856 | 3121.563 | 2521.4719 | 9921.3206 | 0 | 0 | 0 | 0 | 2280.6428
11 | 307 | 4 | 9050.4455 | 3288.7352 | 1364.3939 | 13703.5746 | 6653.2059 | 2353.0248 | 2664.7748 | 11671.0055 | 0 | 0 | 0 | 0 | 2032.5691
11 | 307 | 5 | 9536.0778 | 3473.6105 | 1404.7577 | 14414.446 | 6885.9032 | 1218.0374 | 1675.3499 | 9779.2905 | 0 | 0 | 0 | 0 | 4635.1555
11 | 307 | 6 | 9527.3619 | 3487.8628 | 1419.8241 | 14435.0488 | 6781.0115 | 912.2701 | 2319.18 | 10012.4616 | 0 | 0 | 0 | 0 | 4422.5872
11 | 307 | 7 | 9429.2719 | 3459.5635 | 1411.5012 | 14300.3367 | 6142.7262 | 1773.9083 | 3056.0782 | 10972.7127 | 0 | 0 | 0 | 0 | 3327.624
11 | 307 | 8 | 9344.7687 | 3436.8155 | 1404.5778 | 14186.162 | 6093.1697 | 2739.1376 | 2833.7598 | 11666.0671 | 9.7404 | 15.3063 | 9.7404 | 34.787 | 2485.3079
11 | 307 | 9 | 9268.0558 | 3409.3523 | 1406.6022 | 14084.0103 | 6259.0771 | 3061.335 | 1897.3192 | 11217.7313 | 44.5274 | 72.357 | 37.4867 | 154.3711 | 2711.908
11 | 307 | 10 | 9232.8907 | 3382.0832 | 1396.7436 | 14011.7176 | 6723.3698 | 3170.0958 | 2262.7764 | 12156.2421 | 129.4078 | 72.357 | 52.7513 | 254.5161 | 1600.9594
11 | 307 | 11 | 9342.2057 | 3418.5605 | 1377.032 | 14137.7983 | 7926.2714 | 3372.254 | 1929.9849 | 13228.5104 | 331.1726 | 75.14 | 82.9055 | 489.2181 | 420.0699
11 | 307 | 12 | 9437.8109 | 3448.2935 | 1381.1258 | 14267.2302 | 8845.2933 | 3366.9285 | 2188.9682 | 14401.1901 | 317.2578 | 197.5904 | 217.4833 | 732.3314 | -866.2913
11 | 307 | 13 | 9730.5598 | 3523.9539 | 1388.0455 | 14642.5592 | 10854.6537 | 3359.0838 | 2557.3872 | 16771.1246 | 421.6189 | 203.1563 | 139.5395 | 764.3146 | -2892.8801
11 | 307 | 14 | 10276.7115 | 3701.3981 | 1435.9059 | 15414.0154 | 10451.8666 | 3372.254 | 3515.2403 | 17339.3609 | 488.41 | 460.5803 | 45.5647 | 994.555 | -2919.9005
11 | 307 | 15 | 10900.1155 | 3946.046 | 1496.7372 | 16342.8987 | 10193.2647 | 3372.254 | 4171.3248 | 17736.8435 | 1335.8221 | 637.2985 | 166.7694 | 2139.89 | -3533.8349
11 | 307 | 16 | 10885.5744 | 3958.1076 | 1499.5205 | 16343.2026 | 10602.1887 | 3372.254 | 4112.4557 | 18086.8983 | 1424.8769 | 516.2396 | 502.1581 | 2443.2746 | -4186.9704
11 | 307 | 17 | 10609.0516 | 3862.8455 | 1474.1364 | 15946.0335 | 10913.0506 | 3372.254 | 4251.2933 | 18536.5979 | 474.4951 | 182.2841 | 134.9737 | 791.7529 | -3382.3173
11 | 307 | 18 | 10144.8283 | 3700.8071 | 1423.0018 | 15268.6371 | 10829.7657 | 3372.254 | 4130.5189 | 18332.5385 | 0 | 0 | 0 | 0 | -3063.9014
11 | 307 | 19 | 9510.8225 | 3467.4569 | 1360.9861 | 14339.2655 | 10884.805 | 3372.254 | 3055.8172 | 17312.8761 | 0 | 0 | 0 | 0 | -2973.6106
11 | 307 | 20 | 8740.3825 | 3190.8629 | 1299.9183 | 13231.1636 | 10939.5664 | 3372.254 | 3258.882 | 17570.7024 | 0 | 0 | 0 | 0 | -4339.5387
11 | 307 | 21 | 8079.7134 | 2940.2867 | 1250.3519 | 12270.352 | 10593.4882 | 2718.9061 | 3401.1708 | 16713.5651 | 0 | 0 | 0 | 0 | -4443.2131
11 | 307 | 22 | 7620.7779 | 2768.9979 | 1221.1806 | 11610.9565 | 10131.6241 | 3308.6181 | 3082.162 | 16522.4041 | 0 | 0 | 0 | 0 | -4911.4476
11 | 307 | 23 | 7359.5947 | 2674.7601 | 1202.0587 | 11236.4135 | 9283.8468 | 3372.2491 | 3226.627 | 15882.7229 | 0 | 0 | 0 | 0 | -4646.3095
11 | 307 | 24 | 7226.6979 | 2631.3203 | 1191.5141 | 11049.5323 | 8290.066 | 3369.3067 | 3050.1387 | 14709.5115 | 0 | 0 | 0 | 0 | -3659.9791
11 | 308 | 1 | 7213.0084 | 2628.0302 | 1189.9798 | 11031.0184 | 9146.3839 | 3369.3433 | 2759.0022 | 15274.7295 | 0 | 0 | 0 | 0 | -4243.711
11 | 308 | 2 | 7439.1318 | 2698.9966 | 1209.8879 | 11348.0163 | 9387.5671 | 3136.9193 | 2637.7642 | 15162.2507 | 0 | 0 | 0 | 0 | -3814.2344
11 | 308 | 3 | 8083.9084 | 2932.2357 | 1276.4611 | 12292.6052 | 9922.3626 | 2477.5274 | 2346.5091 | 14746.3992 | 0 | 0 | 0 | 0 | -2453.7939
11 | 308 | 4 | 9138.9374 | 3325.053 | 1369.8375 | 13833.8279 | 10251.0124 | 2762.4928 | 2762.7759 | 15776.2811 | 0 | 0 | 0 | 0 | -1942.4532
11 | 308 | 5 | 9707.4227 | 3548.9675 | 1411.3913 | 14667.7814 | 9849.0545 | 2564.2712 | 2551.3695 | 14964.6951 | 0 | 0 | 0 | 0 | -296.9137
11 | 308 | 6 | 9779.3311 | 3597.9927 | 1428.8857 | 14806.2096 | 9297.7663 | 2709.5749 | 2360.6392 | 14367.9804 | 0 | 0 | 0 | 0 | 438.2292
11 | 308 | 7 | 9664.8017 | 3520.7206 | 1425.5355 | 14611.0578 | 8974.7494 | 2536.7405 | 2507.8518 | 14019.3417 | 0 | 0 | 0 | 0 | 591.7161
11 | 308 | 8 | 9522.7404 | 3484.0006 | 1405.0854 | 14411.8264 | 8755.622 | 2365.0543 | 2596.7326 | 13717.4089 | 539.8948 | 180.8926 | 418.3685 | 1139.1558 | -444.7384
11 | 308 | 9 | 9444.7357 | 3421.4672 | 1388.0582 | 14254.261 | 7037.0117 | 1972.6792 | 3313.8435 | 12323.5344 | 1924.4187 | 535.7203 | 999.3989 | 3459.538 | -1528.8113
11 | 308 | 10 | 9366.2019 | 3375.5544 | 1382.6716 | 14124.428 | 6645.8012 | 1370.9164 | 3250.2135 | 11266.9312 | 2258.3743 | 766.7062 | 1362.937 | 4388.0176 | -1530.5208
11 | 308 | 11 | 9446.3141 | 3398.0157 | 1385.0457 | 14229.3755 | 6256.7869 | 992.7689 | 3383.0434 | 10632.5992 | 2091.3966 | 688.7833 | 1326.0293 | 4106.2091 | -509.4328
11 | 308 | 12 | 9531.289 | 3429.6991 | 1387.1541 | 14348.1422 | 4676.0048 | 436.3664 | 3416.4752 | 8528.8464 | 1814.4917 | 649.8218 | 946.6431 | 3410.9567 | 2408.3392
11 | 308 | 13 | 9811.7613 | 3512.4796 | 1405.1949 | 14729.4357 | 2658.7732 | 208.1689 | 3420.8048 | 6287.7469 | 1828.4065 | 640.0815 | 1149.0239 | 3617.5119 | 4824.1769
11 | 308 | 14 | 10395.7152 | 3704.8255 | 1454.5806 | 15555.1214 | 1963.3302 | 130.3611 | 3409.5694 | 5503.2607 | 1835.364 | 695.7407 | 1000.3646 | 3531.4693 | 6520.3914
11 | 308 | 15 | 11015.789 | 3977.623 | 1512.7958 | 16506.2078 | 1159.1459 | 56.1949 | 3215.7845 | 4431.1254 | 1861.8021 | 741.6596 | 820.2638 | 3423.7255 | 8651.3569
11 | 308 | 16 | 11020.7906 | 4008.2105 | 1511.5849 | 16540.5859 | 785.8318 | 9.3181 | 3085.8555 | 3881.0054 | 1555.6762 | 626.1666 | 635.1642 | 2817.007 | 9842.5735
11 | 308 | 17 | 10791.1848 | 3938.507 | 1480.7591 | 16210.4508 | 1054.3557 | 12.8606 | 3472.7913 | 4540.0075 | 452.2314 | 226.8115 | 62.6167 | 741.6596 | 10928.7837
11 | 308 | 18 | 10374.6155 | 3815.5702 | 1436.0975 | 15626.2832 | 1661.7205 | 43.2356 | 3495.426 | 5200.3821 | 0 | 0 | 0 | 0 | 10425.9011
11 | 308 | 19 | 9781.0297 | 3601.0532 | 1374.3504 | 14756.4332 | 1854.4828 | 154.9907 | 3073.8894 | 5083.363 | 0 | 0 | 0 | 0 | 9673.0702
11 | 308 | 20 | 9040.3932 | 3332.4945 | 1309.306 | 13682.1938 | 2057.2761 | 292.7282 | 2830.7711 | 5180.7753 | 0 | 0 | 0 | 0 | 8501.4184
11 | 308 | 21 | 8377.6352 | 3093.5164 | 1277.0998 | 12748.2513 | 2076.268 | 640.6046 | 2722.0721 | 5438.9447 | 0 | 0 | 0 | 0 | 7309.3066
11 | 308 | 22 | 7924.6205 | 2931.2077 | 1250.6833 | 12106.5115 | 2256.0316 | 1007.4796 | 1975.0104 | 5238.5215 | 0 | 0 | 0 | 0 | 6867.99
11 | 308 | 23 | 7675.8552 | 2849.8953 | 1228.72 | 11754.4704 | 3008.5816 | 1400.694 | 1652.1529 | 6061.4286 | 0 | 0 | 0 | 0 | 5693.0418
11 | 308 | 24 | 7567.9975 | 2809.4256 | 1214.7326 | 11592.1558 | 3799.8377 | 1999.8437 | 1380.3398 | 7180.0212 | 0 | 0 | 0 | 0 | 4412.1346
11 | 309 | 1 | 7563.927 | 2811.7009 | 1216.4547 | 11592.0826 | 5087.0988 | 2179.5408 | 938.7684 | 8205.4079 | 0 | 0 | 0 | 0 | 3386.6747
11 | 309 | 2 | 7792.0166 | 2885.4937 | 1237.2112 | 11914.7215 | 5531.5147 | 2234.8067 | 924.5649 | 8690.8863 | 0 | 0 | 0 | 0 | 3223.8352
11 | 309 | 3 | 8423.5577 | 3111.545 | 1295.1306 | 12830.2333 | 6157.2026 | 2232.9959 | 804.9202 | 9195.1186 | 0 | 0 | 0 | 0 | 3635.1147
11 | 309 | 4 | 9460.8323 | 3486.3552 | 1385.3481 | 14332.5355 | 6560.2156 | 2357.7114 | 904.2697 | 9822.1967 | 0 | 0 | 0 | 0 | 4510.3388
11 | 309 | 5 | 9950.1988 | 3676.6703 | 1430.8236 | 15057.6927 | 6617.4432 | 2492.2639 | 1136.3679 | 10246.0751 | 0 | 0 | 0 | 0 | 4811.6176
11 | 309 | 6 | 9960.8466 | 3696.5654 | 1454.0988 | 15111.5108 | 6916.7533 | 2743.352 | 1317.5458 | 10977.6511 | 0 | 0 | 0 | 0 | 4133.8596
11 | 309 | 7 | 9937.7257 | 3707.0985 | 1447.371 | 15092.1952 | 7350.3508 | 3100.0681 | 1581.0244 | 12031.4434 | 0 | 0 | 0 | 0 | 3060.7518
11 | 309 | 8 | 10094.9189 | 3761.7495 | 1429.4047 | 15286.0731 | 7574.1478 | 2602.3954 | 1712.1684 | 11888.7116 | 16.6978 | 1.3915 | 20.6014 | 38.6906 | 3358.6709
11 | 309 | 9 | 10165.3534 | 3760.5199 | 1426.4216 | 15352.2949 | 6699.3943 | 2273.7389 | 1336.4894 | 10309.6226 | 90.4463 | 16.6978 | 107.3062 | 214.4503 | 4828.2221
11 | 309 | 10 | 10166.3502 | 3740.1515 | 1415.4586 | 15321.9603 | 5590.7656 | 2192.9342 | 1061.6409 | 8845.3407 | 189.2415 | 20.8722 | 188.6535 | 398.7672 | 6077.8524
11 | 309 | 11 | 10226.0226 | 3734.4243 | 1435.6445 | 15396.0913 | 5315.5478 | 1441.1494 | 970.9596 | 7727.6568 | 143.3226 | 16.6978 | 287.4442 | 447.4646 | 7220.97
11 | 309 | 12 | 10205.3076 | 3736.3186 | 1414.3662 | 15355.9924 | 5302.2883 | 758.2112 | 921.3108 | 6981.8103 | 86.2718 | 45.9189 | 145.8718 | 278.0626 | 8096.1195
11 | 309 | 13 | 10342.9229 | 3786.6234 | 1425.565 | 15555.1112 | 5134.1777 | 1422.3008 | 1051.2412 | 7607.7197 | 176.7181 | 77.923 | 141.5724 | 396.2135 | 7551.178
11 | 309 | 14 | 10793.6639 | 3946.5788 | 1467.2993 | 16207.5419 | 5314.7089 | 2004.9376 | 1043.1769 | 8362.8235 | 143.3226 | 70.9655 | 73.1234 | 287.4116 | 7557.3069
11 | 309 | 15 | 11060.8015 | 4065.2729 | 1505.3777 | 16631.4521 | 6204.7754 | 2568.6295 | 1120.5223 | 9893.9272 | 107.1441 | 59.8337 | 22.097 | 189.0748 | 6548.4501
11 | 309 | 16 | 10921.631 | 4041.8363 | 1500.1468 | 16463.6141 | 7732.4925 | 2479.7753 | 1433.7249 | 11645.9927 | 58.4422 | 52.8763 | 11.111 | 122.4295 | 4695.1919
11 | 309 | 17 | 10622.7255 | 3932.7434 | 1471.6969 | 16027.1658 | 8506.8686 | 2782.6554 | 1747.13 | 13036.654 | 9.7404 | 15.3063 | 0 | 25.0467 | 2965.4652
11 | 309 | 18 | 10216.4856 | 3780.6495 | 1427.3232 | 15424.4584 | 9322.3531 | 2881.2691 | 2051.7617 | 14255.3839 | 0 | 0 | 0 | 0 | 1169.0745
11 | 309 | 19 | 9711.5934 | 3585.3864 | 1379.7471 | 14676.727 | 8809.444 | 2944.3927 | 2123.8489 | 13877.6856 | 0 | 0 | 0 | 0 | 799.0414
11 | 309 | 20 | 9081.4445 | 3351.0274 | 1324.1953 | 13756.6672 | 8537.8838 | 2916.2567 | 2051.1552 | 13505.2957 | 0 | 0 | 0 | 0 | 251.3715
11 | 309 | 21 | 8443.3375 | 3105.2899 | 1282.03 | 12830.6574 | 8500.3442 | 2943.4225 | 1953.3941 | 13397.1609 | 0 | 0 | 0 | 0 | -566.5035
11 | 309 | 22 | 7928.681 | 2908.389 | 1241.6526 | 12078.7225 | 8395.0245 | 3371.2837 | 1868.0722 | 13634.3804 | 0 | 0 | 0 | 0 | -1555.6579
11 | 309 | 23 | 7601.4513 | 2787.0757 | 1219.9282 | 11608.4552 | 8945.323 | 2950.6105 | 2209.8718 | 14105.8053 | 0 | 0 | 0 | 0 | -2497.3501
11 | 309 | 24 | 7393.9721 | 2714.0118 | 1201.7095 | 11309.6934 | 8959.509 | 3368.261 | 2208.1747 | 14535.9446 | 0 | 0 | 0 | 0 | -3226.2512
11 | 310 | 1 | 7279.1896 | 2677.1945 | 1200.1355 | 11156.5197 | 8702.0393 | 3255.7658 | 2278.808 | 14236.6132 | 0 | 0 | 0 | 0 | -3080.0935
11 | 310 | 2 | 7304.6597 | 2687.3176 | 1206.946 | 11198.9233 | 8752.0047 | 3174.1355 | 2563.1137 | 14489.2539 | 0 | 0 | 0 | 0 | -3290.3306
11 | 310 | 3 | 7527.116 | 2771.561 | 1227.1568 | 11525.8339 | 8582.1676 | 3025.9673 | 2788.8245 | 14396.9593 | 0 | 0 | 0 | 0 | -2871.1254
11 | 310 | 4 | 7957.4551 | 2920.2742 | 1265.0702 | 12142.7995 | 8538.0691 | 3049.6085 | 3212.2776 | 14799.9551 | 0 | 0 | 0 | 0 | -2657.1556
11 | 310 | 5 | 8469.9009 | 3094.3572 | 1315.4877 | 12879.7458 | 8082.8212 | 2218.5737 | 3815.7565 | 14117.1513 | 0 | 0 | 0 | 0 | -1237.4055
11 | 310 | 6 | 9019.8247 | 3244.3742 | 1367.607 | 13631.8059 | 6897.1713 | 1609.6076 | 4047.5419 | 12554.3208 | 0 | 0 | 0 | 0 | 1077.4851
11 | 310 | 7 | 9327.4419 | 3340.9829 | 1406.4035 | 14074.8282 | 5567.7822 | 1092.0835 | 4224.6008 | 10884.4665 | 0 | 0 | 0 | 0 | 3190.3617
11 | 310 | 8 | 9405.3408 | 3332.6968 | 1425.232 | 14163.2696 | 4425.496 | 632.2092 | 4154.1359 | 9211.8412 | 132.1907 | 8.3489 | 65.3371 | 205.8767 | 4745.5517
11 | 310 | 9 | 9411.7384 | 3350.6378 | 1414.8518 | 14177.228 | 4123.4546 | 254.4423 | 4021.4104 | 8399.3073 | 389.6148 | 70.9655 | 281.9915 | 742.5718 | 5035.3489
11 | 310 | 10 | 9170.7101 | 3377.2263 | 1414.8235 | 13962.7599 | 3842.4352 | 144.9718 | 3939.9616 | 7927.3686 | 192.0244 | 69.5741 | 109.3228 | 370.9213 | 5664.47
11 | 310 | 11 | 9046.2748 | 3349.1252 | 1416.9118 | 13812.3119 | 3918.0227 | 250.7654 | 3761.5838 | 7930.3718 | 261.5985 | 126.6248 | 160.3075 | 548.5309 | 5333.4092
11 | 310 | 12 | 9127.8184 | 3371.1459 | 1417.5564 | 13916.5208 | 4391.0417 | 977.999 | 3313.9494 | 8682.9901 | 304.7344 | 23.6552 | 244.3336 | 572.7232 | 4660.8074
11 | 310 | 13 | 9464.3889 | 3449.1369 | 1420.3661 | 14333.8919 | 6266.0783 | 2074.9208 | 2856.738 | 11197.7371 | 121.0589 | 25.0467 | 133.8694 | 279.9749 | 2856.1799
11 | 310 | 14 | 10104.7232 | 3650.6591 | 1463.9004 | 15219.2826 | 6299.1423 | 2428.3359 | 2349.1533 | 11076.6315 | 68.1826 | 30.6126 | 55.0967 | 153.8919 | 3988.7593
11 | 310 | 15 | 10650.938 | 3884.2304 | 1505.9224 | 16041.0907 | 7234.3537 | 2936.4668 | 2103.935 | 12274.7556 | 76.5315 | 18.0893 | 15.2021 | 109.8229 | 3656.5123
11 | 310 | 16 | 10535.8579 | 3852.1455 | 1486.0233 | 15874.0266 | 7396.606 | 3273.8911 | 1887.6843 | 12558.1815 | 19.4807 | 16.6978 | 5.5659 | 41.7444 | 3274.1007
11 | 310 | 17 | 10294.952 | 3764.7181 | 1455.5792 | 15515.2492 | 6812.7271 | 2046.0836 | 1939.1033 | 10797.9139 | 0 | 5.5659 | 0 | 5.5659 | 4711.7694
11 | 310 | 18 | 9976.079 | 3668.3449 | 1422.073 | 15066.4969 | 7544.2868 | 2147.5237 | 2049.3831 | 11741.1936 | 0 | 0 | 0 | 0 | 3325.3033
11 | 310 | 19 | 9578.3338 | 3536.4718 | 1375.5343 | 14490.3399 | 8308.2658 | 2366.7463 | 2300.1471 | 12975.1592 | 0 | 0 | 0 | 0 | 1515.1807
11 | 310 | 20 | 9060.1041 | 3362.6535 | 1333.7054 | 13756.4631 | 9873.3007 | 3343.9691 | 2649.2321 | 15866.502 | 0 | 0 | 0 | 0 | -2110.0389
11 | 310 | 21 | 8548.3547 | 3177.6957 | 1299.114 | 13025.1643 | 10119.9873 | 3320.6149 | 3029.3651 | 16469.9673 | 0 | 0 | 0 | 0 | -3444.803
11 | 310 | 22 | 8138.0603 | 3021.3556 | 1269.0964 | 12428.5122 | 10477.6037 | 3322.2472 | 3480.7257 | 17280.5767 | 0 | 0 | 0 | 0 | -4852.0644
11 | 310 | 23 | 7854.8268 | 2919.9876 | 1241.2173 | 12016.0317 | 10708.4832 | 3309.7315 | 3724.0317 | 17742.2465 | 0 | 0 | 0 | 0 | -5726.2148
11 | 310 | 24 | 7710.7776 | 2867.1867 | 1226.6819 | 11804.6462 | 10845.4738 | 3162.1255 | 3732.608 | 17740.2073 | 0 | 0 | 0 | 0 | -5935.5611
11 | 311 | 1 | 7646.2806 | 2842.945 | 1230.4323 | 11719.658 | 10306.1027 | 2942.9953 | 3871.0688 | 17120.1667 | 0 | 0 | 0 | 0 | -5400.5087
11 | 311 | 2 | 7679.0172 | 2854.3072 | 1230.2182 | 11763.5426 | 10634.0136 | 2663.8333 | 3604.1614 | 16902.0084 | 0 | 0 | 0 | 0 | -5138.4657
11 | 311 | 3 | 7885.472 | 2917.3493 | 1249.8063 | 12052.6277 | 10902.2105 | 3355.8425 | 3589.3033 | 17847.3563 | 0 | 0 | 0 | 0 | -5794.7286
11 | 311 | 4 | 8199.5571 | 3025.7457 | 1289.4896 | 12514.7924 | 10677.6448 | 2988.8468 | 3348.2039 | 17014.6955 | 0 | 0 | 0 | 0 | -4499.9031
11 | 311 | 5 | 8516.8522 | 3157.8062 | 1338.664 | 13013.3224 | 10220.9125 | 2759.1762 | 3469.0898 | 16449.1786 | 0 | 0 | 0 | 0 | -3435.8562
11 | 311 | 6 | 8758.205 | 3270.1904 | 1393.5504 | 13421.9458 | 9875.8563 | 2652.7935 | 3847.5546 | 16376.2044 | 0 | 0 | 0 | 0 | -2954.2586
11 | 311 | 7 | 8868.1794 | 3320.3667 | 1411.4406 | 13599.9867 | 9747.0844 | 2592.5097 | 3525.499 | 15865.0931 | 0 | 0 | 0 | 0 | -2265.1064
11 | 311 | 8 | 8842.185 | 3312.7334 | 1416.3197 | 13571.2381 | 9539.1783 | 2553.4364 | 3789.8001 | 15882.4149 | 485.627 | 143.3226 | 292.9521 | 921.9017 | -3233.0785
11 | 311 | 9 | 8779.6376 | 3287.7769 | 1411.3135 | 13478.728 | 9537.1447 | 2122.9124 | 4096.0572 | 15756.1142 | 1820.0577 | 598.337 | 1149.2115 | 3567.6061 | -5844.9923
11 | 311 | 10 | 8820.5291 | 3281.3815 | 1414.5859 | 13516.4965 | 8948.6202 | 1454.1086 | 4196.2114 | 14598.9402 | 2187.4088 | 736.0936 | 1388.3334 | 4311.8358 | -5394.2795
11 | 311 | 11 | 8871.4095 | 3291.8306 | 1407.0655 | 13570.3055 | 8444.7514 | 1293.4798 | 4183.5945 | 13921.8257 | 2013.4736 | 688.7833 | 1258.5134 | 3960.7703 | -4312.2904
11 | 311 | 12 | 9059.088 | 3331.8186 | 1426.968 | 13817.8745 | 8869.2213 | 1304.3529 | 4263.3913 | 14436.9655 | 1768.5728 | 623.3837 | 767.7508 | 3159.7073 | -3778.7983
11 | 311 | 13 | 9475.5681 | 3437.9789 | 1445.635 | 14359.1819 | 8838.7743 | 1792.3901 | 4212.7583 | 14843.9227 | 1717.088 | 617.8177 | 937.8983 | 3272.8041 | -3757.545
11 | 311 | 14 | 10218.6554 | 3676.7457 | 1505.4496 | 15400.8508 | 8852.0182 | 1861.0898 | 4226.0465 | 14939.1545 | 2009.2991 | 667.9111 | 1268.1496 | 3945.3598 | -3483.6635
11 | 311 | 15 | 10825.7507 | 3948.1841 | 1546.6103 | 16320.545 | 9207.3187 | 2395.5427 | 4173.768 | 15776.6294 | 2145.6642 | 720.7874 | 1373.0063 | 4239.4579 | -3695.5422
11 | 311 | 16 | 10734.6376 | 3918.415 | 1533.2656 | 16186.3182 | 9560.9211 | 2382.4087 | 4212.6497 | 16155.9795 | 1676.7351 | 615.0348 | 921.5964 | 3213.3663 | -3183.0276
11 | 311 | 17 | 10476.762 | 3845.6249 | 1495.1196 | 15817.5064 | 10199.8762 | 2830.0181 | 4237.2708 | 17267.1651 | 402.1381 | 89.0548 | 76.5315 | 567.7244 | -2017.3831
11 | 311 | 18 | 10121.3455 | 3735.7384 | 1452.1785 | 15309.2624 | 10191.7296 | 3049.6698 | 4211.7419 | 17453.1413 | 0 | 0 | 0 | 0 | -2143.8789
11 | 311 | 19 | 9653.0255 | 3561.5804 | 1395.716 | 14610.3219 | 10064.1208 | 2766.7454 | 4224.8425 | 17055.7088 | 0 | 0 | 0 | 0 | -2445.3869
11 | 311 | 20 | 9083.2619 | 3348.9548 | 1349.4523 | 13781.669 | 10227.0522 | 2810.5042 | 4263.3913 | 17300.9477 | 0 | 0 | 0 | 0 | -3519.2786
11 | 311 | 21 | 8550.0614 | 3151.1651 | 1308.5386 | 13009.7652 | 10291.1924 | 3166.5701 | 4263.3913 | 17721.1538 | 0 | 0 | 0 | 0 | -4711.3886
11 | 311 | 22 | 8183.3631 | 3020.5742 | 1282.3042 | 12486.2415 | 10343.4321 | 3267.4716 | 4263.3913 | 17874.295 | 0 | 0 | 0 | 0 | -5388.0535
11 | 311 | 23 | 7941.4432 | 2946.8848 | 1263.925 | 12152.2531 | 10787.7709 | 3172.632 | 4263.3913 | 18223.7942 | 0 | 0 | 0 | 0 | -6071.5411
11 | 311 | 24 | 7852.2312 | 2913.6975 | 1258.6124 | 12024.5411 | 10461.5363 | 2526.8938 | 4263.3913 | 17251.8214 | 0 | 0 | 0 | 0 | -5227.2803
11 | 312 | 1 | 7863.9637 | 2924.4674 | 1258.7946 | 12047.2257 | 10172.9613 | 2268.5721 | 4263.3913 | 16704.9247 | 0 | 0 | 0 | 0 | -4657.699
11 | 312 | 2 | 8095.2093 | 3004.9696 | 1283.1598 | 12383.3388 | 10085.4719 | 2321.8447 | 4263.3913 | 16670.7079 | 0 | 0 | 0 | 0 | -4287.3691
11 | 312 | 3 | 8647.7535 | 3217.3277 | 1328.5375 | 13193.6187 | 9711.2661 | 2620.5198 | 4226.096 | 16557.8819 | 0 | 0 | 0 | 0 | -3364.2632
11 | 312 | 4 | 9442.4907 | 3555.8167 | 1402.5325 | 14400.8399 | 9772.5087 | 2684.6993 | 4263.3913 | 16720.5993 | 0 | 0 | 0 | 0 | -2319.7593
11 | 312 | 5 | 9958.9085 | 3769.5324 | 1449.4265 | 15177.8673 | 9263.3194 | 2223.5143 | 4224.0563 | 15710.89 | 0 | 0 | 0 | 0 | -533.0227
11 | 312 | 6 | 10103.2357 | 3804.8566 | 1489.3941 | 15397.4863 | 8988.4192 | 2289.0028 | 3965.0071 | 15242.4291 | 0 | 0 | 0 | 0 | 155.0572
11 | 312 | 7 | 9983.7985 | 3749.2792 | 1495.6742 | 15228.7519 | 8683.8785 | 2115.0334 | 4146.7848 | 14945.6968 | 0 | 0 | 0 | 0 | 283.0551
11 | 312 | 8 | 9835.5868 | 3683.9459 | 1481.428 | 15000.9606 | 8300.3101 | 1996.5036 | 4195.1757 | 14491.9895 | 310.3004 | 89.0548 | 184.3169 | 583.6721 | -74.7009
11 | 312 | 9 | 9689.4587 | 3620.7301 | 1467.2882 | 14777.4769 | 7327.5639 | 1478.4947 | 3909.3074 | 12715.3661 | 1319.1243 | 372.917 | 912.1107 | 2604.152 | -542.0412
11 | 312 | 10 | 9583.7173 | 3586.2073 | 1456.7509 | 14626.6756 | 5930.3844 | 809.8165 | 3192.4694 | 9932.6703 | 1925.8103 | 720.7874 | 1185.6029 | 3832.2005 | 861.8048
11 | 312 | 11 | 9675.8436 | 3640.0168 | 1450.0127 | 14765.8731 | 5269.0367 | 661.9772 | 3208.3891 | 9139.403 | 1839.5384 | 626.1666 | 1228.5884 | 3694.2934 | 1932.1767
11 | 312 | 12 | 9885.4766 | 3666.4378 | 1450.1475 | 15002.0619 | 5031.5244 | 524.0659 | 3229.733 | 8785.3233 | 1547.3273 | 519.0226 | 1030.132 | 3096.4819 | 3120.2567
11 | 312 | 13 | 10239.7626 | 3730.5158 | 1467.0246 | 15437.303 | 5328.3326 | 447.5112 | 3287.9401 | 9063.7839 | 1694.8243 | 627.5581 | 1154.9232 | 3477.3057 | 2896.2135
11 | 312 | 14 | 10943.0308 | 3969.0759 | 1526.1988 | 16438.3055 | 5809.4729 | 451.4337 | 3309.6001 | 9570.5066 | 1921.6358 | 684.6089 | 1161.406 | 3767.6506 | 3100.1482
11 | 312 | 15 | 11536.5402 | 4223.5817 | 1578.5381 | 17338.66 | 5678.3101 | 477.1945 | 3570.4955 | 9726 | 2098.354 | 731.9192 | 1296.3543 | 4126.6276 | 3486.0324
11 | 312 | 16 | 11458.38 | 4209.9199 | 1570.5126 | 17238.8125 | 5646.2027 | 554.0521 | 3851.9921 | 10052.2469 | 1721.2625 | 620.6007 | 775.5416 | 3117.4048 | 4069.1608
11 | 312 | 17 | 11137.6692 | 4112.3702 | 1534.7875 | 16784.827 | 6673.8872 | 845.661 | 4201.7309 | 11721.2791 | 371.5255 | 180.8926 | 64.0081 | 616.4263 | 4447.1216
11 | 312 | 18 | 10626.0716 | 3943.5849 | 1485.2591 | 16054.9156 | 7829.111 | 1311.074 | 4059.3986 | 13199.5836 | 0 | 0 | 0 | 0 | 2855.3319
11 | 312 | 19 | 9943.4985 | 3701.9051 | 1413.285 | 15058.6886 | 8070.0017 | 1837.0035 | 3619.3733 | 13526.3784 | 0 | 0 | 0 | 0 | 1532.3102
11 | 312 | 20 | 9135.0688 | 3389.0958 | 1357.4829 | 13881.6475 | 7554.9995 | 2270.8286 | 3441.7344 | 13267.5624 | 0 | 0 | 0 | 0 | 614.0851
11 | 312 | 21 | 8436.5015 | 3134.3895 | 1307.7912 | 12878.6821 | 8027.9529 | 2573.761 | 3434.1423 | 14035.8562 | 0 | 0 | 0 | 0 | -1157.1741
11 | 312 | 22 | 7962.7109 | 2953.4994 | 1269.1958 | 12185.4061 | 8159.3051 | 2817.0693 | 3315.6942 | 14292.0687 | 0 | 0 | 0 | 0 | -2106.6626
11 | 312 | 23 | 7683.5084 | 2852.6009 | 1246.4746 | 11782.584 | 8332.0098 | 2854.3252 | 3385.4021 | 14571.7371 | 0 | 0 | 0 | 0 | -2789.1531
11 | 312 | 24 | 7547.0038 | 2797.47 | 1235.0955 | 11579.5694 | 7646.3753 | 2649.3529 | 3298.0314 | 13593.7597 | 0 | 0 | 0 | 0 | -2014.1903
11 | 313 | 1 | 7528.9634 | 2784.0745 | 1236.4104 | 11549.4482 | 7110.67 | 2597.4465 | 3031.2908 | 12739.4073 | 0 | 0 | 0 | 0 | -1189.9591
11 | 313 | 2 | 7729.3088 | 2840.3366 | 1255.1992 | 11824.8445 | 6970.6807 | 2474.4503 | 2822.5705 | 12267.7015 | 0 | 0 | 0 | 0 | -442.857
11 | 313 | 3 | 8348.9382 | 3056.3692 | 1313.8942 | 12719.2016 | 5475.4118 | 1737.7903 | 2700.8415 | 9914.0435 | 0 | 0 | 0 | 0 | 2805.1581
11 | 313 | 4 | 9420.9708 | 3444.4327 | 1403.6274 | 14269.031 | 4130.2223 | 1636.7588 | 2635.2298 | 8402.2109 | 0 | 0 | 0 | 0 | 5866.8201
11 | 313 | 5 | 10100.4738 | 3698.6438 | 1449.3574 | 15248.4751 | 4302.6272 | 1457.3826 | 2437.2195 | 8197.2294 | 0 | 0 | 0 | 0 | 7051.2457
11 | 313 | 6 | 10462.5144 | 3811.889 | 1481.1012 | 15755.5047 | 4288.4003 | 1300.8135 | 2141.4954 | 7730.7092 | 0 | 0 | 0 | 0 | 8024.7955
11 | 313 | 7 | 10657.8866 | 3863.0011 | 1497.5094 | 16018.3971 | 4246.3897 | 1851.2423 | 1848.4967 | 7946.1287 | 0 | 0 | 0 | 0 | 8072.2684
11 | 313 | 8 | 10719.9944 | 3873.1832 | 1496.5912 | 16089.7688 | 3428.9089 | 1754.9841 | 1461.2115 | 6645.1045 | 395.1807 | 111.3185 | 292.4937 | 798.993 | 8645.6713
11 | 313 | 9 | 10671.7618 | 3845.7414 | 1489.7225 | 16007.2256 | 2448.8923 | 1009.5035 | 477.5702 | 3935.966 | 1746.3091 | 574.6818 | 1115.6492 | 3436.6402 | 8634.6194
11 | 313 | 10 | 10554.6001 | 3792.3246 | 1488.803 | 15835.7276 | 2083.8327 | 694.0238 | 91.2619 | 2869.1183 | 1896.5891 | 399.3552 | 1177.6408 | 3473.5851 | 9493.0242
11 | 313 | 11 | 10477.4675 | 3787.4431 | 1482.5513 | 15747.4619 | 2562.2549 | 513.7187 | 19.0414 | 3095.015 | 1255.1162 | 306.1259 | 1149.7904 | 2711.0325 | 9941.4144
11 | 313 | 12 | 10423.4421 | 3782.6474 | 1472.7743 | 15678.8638 | 3151.5989 | 657.6076 | 7.2489 | 3816.4554 | 534.3289 | 100.1867 | 811.4774 | 1445.9929 | 10416.4155
11 | 313 | 13 | 10563.3489 | 3822.5018 | 1482.7073 | 15868.558 | 4189.2808 | 982.4159 | 0.51407 | 5172.2108 | 549.6351 | 91.8378 | 523.9082 | 1165.3811 | 9530.9662
11 | 313 | 14 | 11047.1001 | 4025.6438 | 1527.2752 | 16600.0192 | 6884.8127 | 1088.7727 | 6.8621 | 7980.4475 | 217.0711 | 70.9655 | 341.3994 | 629.4361 | 7990.1356
11 | 313 | 15 | 11495.7342 | 4204.0425 | 1568.8801 | 17268.6569 | 7481.0527 | 1955.7337 | 109.2953 | 9546.0818 | 116.8844 | 52.8763 | 53.8927 | 223.6535 | 7498.9216
11 | 313 | 16 | 11454.6928 | 4212.818 | 1562.9215 | 17230.4323 | 7456.2365 | 2398.161 | 171.0539 | 10025.4514 | 34.787 | 11.1319 | 26.3756 | 72.2945 | 7132.6864
11 | 313 | 17 | 11183.7989 | 4113.1136 | 1520.6514 | 16817.5638 | 9287.7926 | 3179.4423 | 435.642 | 12902.8769 | 0 | 0 | 0 | 0 | 3914.687
11 | 313 | 18 | 10717.3699 | 3956.9197 | 1473.5482 | 16147.8378 | 10213.5642 | 3278.0633 | 1089.4343 | 14581.0618 | 0 | 0 | 0 | 0 | 1566.776
11 | 313 | 19 | 10091.5405 | 3724.1098 | 1419.2129 | 15234.8632 | 10563.2434 | 3364.2448 | 2007.7668 | 15935.255 | 0 | 0 | 0 | 0 | -700.3918
11 | 313 | 20 | 9327.8936 | 3433.3827 | 1360.2571 | 14121.5333 | 10722.7842 | 3372.254 | 2803.8547 | 16898.8929 | 0 | 0 | 0 | 0 | -2777.3595
11 | 313 | 21 | 8687.5256 | 3181.3063 | 1316.3875 | 13185.2194 | 10846.7364 | 3372.254 | 3393.0558 | 17612.0462 | 0 | 0 | 0 | 0 | -4426.8268
11 | 313 | 22 | 8260.8299 | 3013.6395 | 1280.3164 | 12554.7858 | 10893.0771 | 3362.4649 | 3878.8673 | 18134.4092 | 0 | 0 | 0 | 0 | -5579.6235
11 | 313 | 23 | 8051.4848 | 2927.896 | 1260.1981 | 12239.5788 | 10622.7438 | 2365.9023 | 4007.9761 | 16996.6221 | 0 | 0 | 0 | 0 | -4757.0433
11 | 313 | 24 | 7929.8022 | 2883.0379 | 1255.7376 | 12068.5776 | 9995.1279 | 2571.5325 | 4261.0363 | 16827.6967 | 0 | 0 | 0 | 0 | -4759.119
11 | 314 | 1 | 7936.8141 | 2880.9063 | 1264.3885 | 12082.1089 | 9735.01 | 2790.4165 | 4263.3913 | 16788.8178 | 0 | 0 | 0 | 0 | -4706.7089
11 | 314 | 2 | 8166.0485 | 2949.7757 | 1289.0849 | 12404.9091 | 10072.1499 | 2592.3504 | 4263.3913 | 16927.8916 | 0 | 0 | 0 | 0 | -4522.9825
11 | 314 | 3 | 8853.3949 | 3194.0578 | 1351.5312 | 13398.9839 | 9758.6728 | 2356.719 | 4151.7333 | 16267.1252 | 0 | 0 | 0 | 0 | -2868.1412
11 | 314 | 4 | 9969.807 | 3600.8857 | 1454.1099 | 15024.8026 | 8967.0375 | 1924.3473 | 4262.4557 | 15153.8406 | 0 | 0 | 0 | 0 | -129.038
11 | 314 | 5 | 10545.1888 | 3814.452 | 1496.4609 | 15856.1018 | 7178.2809 | 2512.6294 | 4263.3913 | 13954.3016 | 0 | 0 | 0 | 0 | 1901.8002
11 | 314 | 6 | 10682.4407 | 3863.9104 | 1516.5083 | 16062.8593 | 4639.7875 | 2698.0184 | 4263.3913 | 11601.1972 | 0 | 0 | 0 | 0 | 4461.6621
11 | 314 | 7 | 10578.3008 | 3843.5451 | 1519.4797 | 15941.3256 | 5442.2248 | 2591.9949 | 4263.3913 | 12297.6111 | 0 | 0 | 0 | 0 | 3643.7145
11 | 314 | 8 | 10370.5786 | 3783.8692 | 1504.608 | 15659.0558 | 7126.2057 | 3118.7943 | 4263.3913 | 14508.3913 | 111.3185 | 5.5659 | 93.1042 | 209.9887 | 940.6758
11 | 314 | 9 | 10228.7149 | 3752.2705 | 1486.6786 | 15467.664 | 8473.8855 | 3357.922 | 4263.3913 | 16095.1988 | 349.2618 | 101.5781 | 290.2779 | 741.1178 | -1368.6526
11 | 314 | 10 | 10153.1667 | 3730.0172 | 1480.981 | 15364.1649 | 10353.2683 | 3251.5812 | 4021.7518 | 17626.6014 | 352.0448 | 40.353 | 52.7513 | 445.149 | -2707.5855
11 | 314 | 11 | 10321.0561 | 3777.8681 | 1485.8447 | 15584.7689 | 10338.6546 | 3341.2388 | 3080.4692 | 16760.3626 | 589.9881 | 119.6674 | 158.1497 | 867.8052 | -2043.3989
11 | 314 | 12 | 10509.2055 | 3822.2773 | 1499.4212 | 15830.9041 | 10611.4995 | 3284.0478 | 1712.8222 | 15608.3695 | 922.5522 | 609.4688 | 237.1307 | 1769.1517 | -1546.6171
11 | 314 | 13 | 10926.4299 | 3901.6182 | 1525.9616 | 16354.0096 | 10949.0011 | 3369.7837 | 2327.106 | 16645.8908 | 762.5318 | 171.1522 | 257.6904 | 1191.3744 | -1483.2556
11 | 314 | 14 | 11656.3734 | 4184.3431 | 1576.7217 | 17417.4383 | 10942.3905 | 3372.254 | 3921.2072 | 18235.8517 | 599.7285 | 173.9352 | 246.9753 | 1020.6389 | -1839.0523
11 | 314 | 15 | 12247.232 | 4376.8666 | 1633.0466 | 18257.1452 | 10954.1941 | 3372.254 | 4263.3913 | 18589.8394 | 1271.814 | 404.9211 | 174.8683 | 1851.6034 | -2184.2976
11 | 314 | 16 | 12262.7319 | 4401.4791 | 1638.999 | 18303.2101 | 10956.2974 | 3372.254 | 4263.3913 | 18591.9427 | 1399.8303 | 514.8481 | 446.5614 | 2361.2398 | -2649.9724
11 | 314 | 17 | 12054.6256 | 4377.8639 | 1612.1127 | 18044.6023 | 10956.2974 | 3372.254 | 4263.3913 | 18591.9427 | 300.56 | 104.3611 | 18.0893 | 423.0103 | -970.3508
11 | 314 | 18 | 11639.3595 | 4231.5344 | 1561.9769 | 17432.8708 | 10956.2974 | 3372.254 | 4263.3913 | 18591.9427 | 0 | 0 | 0 | 0 | -1159.0719
11 | 314 | 19 | 11016.0305 | 4006.1846 | 1487.9124 | 16510.1274 | 10871.4053 | 3372.254 | 4263.3913 | 18507.0506 | 0 | 0 | 0 | 0 | -1996.9231
11 | 314 | 20 | 10207.1321 | 3706.731 | 1426.8574 | 15340.7205 | 10956.2974 | 3372.254 | 4263.3913 | 18591.9427 | 0 | 0 | 0 | 0 | -3251.2222
11 | 314 | 21 | 9492.775 | 3440.2278 | 1368.0322 | 14301.0349 | 10932.663 | 3372.254 | 3720.7916 | 18025.7086 | 0 | 0 | 0 | 0 | -3724.6737
11 | 314 | 22 | 9016.0636 | 3256.7284 | 1334.8154 | 13607.6074 | 10365.0048 | 3372.254 | 3733.1394 | 17470.3981 | 0 | 0 | 0 | 0 | -3862.7908
11 | 314 | 23 | 8752.3635 | 3162.1226 | 1314.7144 | 13229.2005 | 10173.4056 | 3317.9812 | 3902.3622 | 17393.749 | 0 | 0 | 0 | 0 | -4164.5486
11 | 314 | 24 | 8624.3519 | 3119.8657 | 1305.4112 | 13049.6288 | 10489.0173 | 2690.0864 | 3938.5308 | 17117.6345 | 0 | 0 | 0 | 0 | -4068.0058
11 | 315 | 1 | 8626.5324 | 3114.1538 | 1300.5141 | 13041.2003 | 10380.6086 | 3143.626 | 4009.3261 | 17533.5607 | 0 | 0 | 0 | 0 | -4492.3604
11 | 315 | 2 | 8850.5242 | 3185.2478 | 1319.9775 | 13355.7496 | 9222.0526 | 3372.254 | 3540.0515 | 16134.358 | 0 | 0 | 0 | 0 | -2778.6085
11 | 315 | 3 | 9524.9164 | 3412.2018 | 1381.3919 | 14318.5101 | 9017.5932 | 3372.254 | 3261.1829 | 15651.0301 | 0 | 0 | 0 | 0 | -1332.52
11 | 315 | 4 | 10621.2451 | 3812.984 | 1477.4758 | 15911.705 | 9254.5462 | 3112.9774 | 3015.0565 | 15382.5801 | 0 | 0 | 0 | 0 | 529.1248
11 | 315 | 5 | 11191.4983 | 4038.8586 | 1515.2363 | 16745.5932 | 9165.3089 | 3238.2377 | 2508.5275 | 14912.0741 | 0 | 0 | 0 | 0 | 1833.5191
11 | 315 | 6 | 11379.9198 | 4127.3451 | 1533.9776 | 17041.2425 | 9020.0282 | 2695.268 | 2397.929 | 14113.2253 | 0 | 0 | 0 | 0 | 2928.0173
11 | 315 | 7 | 11428.5649 | 4148.2274 | 1526.4142 | 17103.2065 | 9426.8125 | 2101.9416 | 2425.7876 | 13954.5416 | 0 | 0 | 0 | 0 | 3148.6649
11 | 315 | 8 | 11313.3761 | 4120.1721 | 1515.4338 | 16948.9819 | 9656.8463 | 1718.9464 | 2661.9835 | 14037.7762 | 306.1259 | 62.6167 | 222.0699 | 590.8125 | 2320.3932
11 | 315 | 9 | 11166.1694 | 4097.6706 | 1497.6396 | 16761.4796 | 9103.0933 | 1538.6763 | 2560.6633 | 13202.4329 | 1534.804 | 346.4789 | 1107.1962 | 2988.4791 | 570.5676
11 | 315 | 10 | 11069.0856 | 4120.6569 | 1489.2889 | 16679.0313 | 8930.4746 | 2172.3034 | 3218.0259 | 14320.8039 | 2169.3195 | 551.0266 | 1313.8973 | 4034.2434 | -1676.0159
11 | 315 | 11 | 11230.8343 | 4169.815 | 1487.8785 | 16888.5278 | 9209.7018 | 2672.2369 | 3383.4311 | 15265.3698 | 2087.2221 | 492.5844 | 1305.3238 | 3885.1303 | -2261.9723
11 | 315 | 12 | 11251.2072 | 4180.3158 | 1486.4774 | 16918.0003 | 9459.5917 | 2651.7953 | 3404.898 | 15516.285 | 1868.7595 | 634.5155 | 1164.5178 | 3667.7928 | -2266.0775
11 | 315 | 13 | 11419.8612 | 4247.0483 | 1496.8492 | 17163.7588 | 9558.1418 | 2417.7065 | 3363.1833 | 15339.0316 | 1861.8021 | 624.7751 | 1192.0973 | 3678.6746 | -1853.9474
11 | 315 | 14 | 11952.3693 | 4437.9675 | 1542.6874 | 17933.0242 | 9515.0547 | 2165.3317 | 3423.9793 | 15104.3657 | 2066.3498 | 677.6514 | 1345.3433 | 4089.3446 | -1260.6861
11 | 315 | 15 | 12312.5499 | 4571.9657 | 1587.4664 | 18471.982 | 9212.8474 | 2053.9292 | 3429.3527 | 14696.1293 | 2209.6725 | 737.4851 | 1432.4441 | 4379.6016 | -603.7489
11 | 315 | 16 | 12260.1527 | 4563.6144 | 1594.2371 | 18418.0043 | 8659.0222 | 1492.8073 | 3383.0627 | 13534.8923 | 1697.6073 | 603.9029 | 942.7604 | 3244.2706 | 1638.8414
11 | 315 | 17 | 12030.143 | 4502.516 | 1568.9528 | 18101.6118 | 8902.3989 | 1619.2978 | 3432.9453 | 13954.642 | 236.5518 | 164.1948 | 0 | 400.7466 | 3746.2231
11 | 315 | 18 | 11582.2741 | 4320.4915 | 1527.0277 | 17429.7933 | 9163.1534 | 2109.3319 | 3428.7796 | 14701.265 | 0 | 0 | 0 | 0 | 2728.5283
11 | 315 | 19 | 10937.2842 | 4080.1838 | 1466.0292 | 16483.4972 | 8809.7047 | 1860.6121 | 3394.8443 | 14065.1611 | 0 | 0 | 0 | 0 | 2418.336
11 | 315 | 20 | 10140.4858 | 3757.6904 | 1401.5702 | 15299.7463 | 8120.2294 | 1433.4471 | 3408.2677 | 12961.9443 | 0 | 0 | 0 | 0 | 2337.8021
11 | 315 | 21 | 9414.7035 | 3496.053 | 1361.0991 | 14271.8556 | 7534.5464 | 1134.5879 | 3412.2282 | 12081.3625 | 0 | 0 | 0 | 0 | 2190.4931
11 | 315 | 22 | 8918.3612 | 3311.4455 | 1318.1109 | 13547.9176 | 7028.5021 | 776.5887 | 3427.6469 | 11232.7378 | 0 | 0 | 0 | 0 | 2315.1799
11 | 315 | 23 | 8613.1277 | 3188.7597 | 1295.5728 | 13097.4602 | 6273.4064 | 523.0881 | 3419.6758 | 10216.1703 | 0 | 0 | 0 | 0 | 2881.2899
11 | 315 | 24 | 8435.4056 | 3119.8475 | 1290.8066 | 12846.0597 | 5668.7892 | 366.9804 | 3353.834 | 9389.6037 | 0 | 0 | 0 | 0 | 3456.4561
11 | 316 | 1 | 8378.0369 | 3093.7091 | 1288.0355 | 12759.7815 | 5477.9514 | 268.4316 | 3253.3581 | 8999.741 | 0 | 0 | 0 | 0 | 3760.0404
11 | 316 | 2 | 8548.7961 | 3141.709 | 1308.7012 | 12999.2063 | 5086.298 | 156.9042 | 3258.9402 | 8502.1424 | 0 | 0 | 0 | 0 | 4497.0638
11 | 316 | 3 | 9074.4324 | 3319.0244 | 1359.1649 | 13752.6217 | 4155.25 | 91.4488 | 3258.1663 | 7504.8651 | 0 | 0 | 0 | 0 | 6247.7566
11 | 316 | 4 | 9948.1233 | 3614.7316 | 1428.975 | 14991.8299 | 3184.8232 | 111.5482 | 3271.3959 | 6567.7673 | 0 | 0 | 0 | 0 | 8424.0626
11 | 316 | 5 | 10606.8781 | 3874.6206 | 1487.8496 | 15969.3483 | 2512.8572 | 114.7742 | 3229.9651 | 5857.5965 | 0 | 0 | 0 | 0 | 10111.7518
11 | 316 | 6 | 11083.9685 | 4079.6202 | 1540.9842 | 16704.5729 | 2152.5201 | 148.0805 | 3203.8839 | 5504.4845 | 0 | 0 | 0 | 0 | 11200.0884
11 | 316 | 7 | 11251.9755 | 4107.6786 | 1567.5679 | 16927.222 | 1937.1285 | 229.3038 | 3155.4608 | 5321.893 | 0 | 0 | 0 | 0 | 11605.329
11 | 316 | 8 | 11231.3052 | 4093.4272 | 1575.5164 | 16900.2488 | 2223.2662 | 295.082 | 3069.6622 | 5588.0105 | 179.5011 | 51.4848 | 162.5488 | 393.5347 | 10918.7036
11 | 316 | 9 | 11246.3433 | 4010.2043 | 1571.859 | 16828.4067 | 2388.0764 | 352.2313 | 2684.1503 | 5424.458 | 1629.4247 | 530.1544 | 1083.8952 | 3243.4744 | 8160.4743
11 | 316 | 10 | 11154.3805 | 3926.6245 | 1558.0581 | 16639.0631 | 1766.759 | 121.202 | 2319.639 | 4207.6001 | 2126.1835 | 713.83 | 1385.2379 | 4225.2514 | 8206.2116
11 | 316 | 11 | 11013.088 | 3886.051 | 1547.9285 | 16447.0674 | 1657.9219 | 136.7751 | 2149.8631 | 3944.5601 | 1987.0354 | 673.477 | 1270.8284 | 3931.3408 | 8571.1665
11 | 316 | 12 | 10926.0343 | 3841.574 | 1533.1855 | 16300.7937 | 1669.9798 | 254.8974 | 2073.7712 | 3998.6483 | 1796.4025 | 609.4688 | 1131.3514 | 3537.2228 | 8764.9226
11 | 316 | 13 | 10974.9177 | 3869.2547 | 1525.4241 | 16369.5965 | 1604.9859 | 290.4685 | 1844.6773 | 3740.1317 | 1790.8366 | 592.7711 | 1142.2957 | 3525.9034 | 9103.5615
11 | 316 | 14 | 11414.4379 | 4074.4455 | 1555.9691 | 17044.8526 | 1576.2694 | 351.894 | 1557.6019 | 3485.7654 | 1904.9381 | 507.8907 | 1252.4057 | 3665.2345 | 9893.8527
11 | 316 | 15 | 11833.4334 | 4256.9488 | 1596.6797 | 17687.0618 | 1520.9991 | 489.5408 | 1268.8448 | 3279.3847 | 1559.8506 | 425.7933 | 1292.2795 | 3277.9234 | 11129.7537
11 | 316 | 16 | 11688.5578 | 4225.5473 | 1587.9497 | 17502.0548 | 1547.7437 | 613.2312 | 1120.1639 | 3281.1387 | 1089.53 | 293.6026 | 827.9758 | 2211.1083 | 12009.8077
11 | 316 | 17 | 11352.1109 | 4115.1598 | 1550.567 | 17017.8377 | 1790.3648 | 389.2668 | 1427.5777 | 3607.2092 | 89.0548 | 72.357 | 0 | 161.4118 | 13249.2166
11 | 316 | 18 | 10898.8532 | 3960.6694 | 1499.1225 | 16358.645 | 2124.0669 | 334.8543 | 1404.1624 | 3863.0837 | 0 | 0 | 0 | 0 | 12495.5614
11 | 316 | 19 | 10385.1634 | 3768.4312 | 1439.3997 | 15592.9943 | 2588.9535 | 215.3405 | 1124.0372 | 3928.3312 | 0 | 0 | 0 | 0 | 11664.6631
11 | 316 | 20 | 9724.5683 | 3535.2456 | 1389.963 | 14649.7768 | 2781.1183 | 408.1737 | 805.399 | 3994.6909 | 0 | 0 | 0 | 0 | 10655.0858
11 | 316 | 21 | 9067.7146 | 3298.8992 | 1334.8045 | 13701.4183 | 3221.776 | 578.684 | 675.3893 | 4475.8493 | 0 | 0 | 0 | 0 | 9225.569
11 | 316 | 22 | 8563.2698 | 3104.7349 | 1293.7884 | 12961.7931 | 4418.3383 | 794.2258 | 581.947 | 5794.5111 | 0 | 0 | 0 | 0 | 7167.282
11 | 316 | 23 | 8230.9936 | 2993.9081 | 1269.0689 | 12493.9706 | 5519.5551 | 713.8398 | 603.3977 | 6836.7926 | 0 | 0 | 0 | 0 | 5657.178
11 | 316 | 24 | 8043.0062 | 2925.5471 | 1258.5031 | 12227.0564 | 5737.1863 | 619.9481 | 818.1456 | 7175.28 | 0 | 0 | 0 | 0 | 5051.7764
11 | 317 | 1 | 7958.5472 | 2897.8085 | 1255.1888 | 12111.5445 | 5480.0811 | 574.074 | 1205.498 | 7259.6532 | 0 | 0 | 0 | 0 | 4851.8913
11 | 317 | 2 | 7995.9486 | 2911.3989 | 1261.5167 | 12168.8642 | 5612.6262 | 331.3057 | 1632.3583 | 7576.2902 | 0 | 0 | 0 | 0 | 4592.574
11 | 317 | 3 | 8228.5752 | 3003.5584 | 1284.2892 | 12516.4228 | 5408.7901 | 309.5085 | 1766.1096 | 7484.4082 | 0 | 0 | 0 | 0 | 5032.0146
11 | 317 | 4 | 8660.0364 | 3152.9725 | 1326.9464 | 13139.9553 | 5299.4493 | 565.0024 | 1894.3366 | 7758.7883 | 0 | 0 | 0 | 0 | 5381.167
11 | 317 | 5 | 9153.839 | 3317.8661 | 1379.8948 | 13851.5998 | 5089.3235 | 993.5753 | 1902.6205 | 7985.5194 | 0 | 0 | 0 | 0 | 5866.0804
11 | 317 | 6 | 9577.5489 | 3453.4311 | 1423.6699 | 14454.6499 | 5141.502 | 1241.9866 | 1666.7263 | 8050.2148 | 0 | 0 | 0 | 0 | 6404.435
11 | 317 | 7 | 9674.5207 | 3521.1703 | 1444.0723 | 14639.7633 | 5011.9221 | 1030.7335 | 1734.7802 | 7777.4358 | 0 | 0 | 0 | 0 | 6862.3276
11 | 317 | 8 | 9720.7386 | 3524.8237 | 1445.1733 | 14690.7355 | 4032.1086 | 866.9493 | 1452.0391 | 6351.097 | 0 | 0 | 0 | 0 | 8339.6385
11 | 317 | 9 | 9724.7623 | 3517.7729 | 1430.283 | 14672.8183 | 3098.1489 | 1295.4671 | 1313.5238 | 5707.1398 | 11.1319 | 5.5659 | 2.7621 | 19.4599 | 8946.2186
11 | 317 | 10 | 9820.3351 | 3482.6637 | 1425.1341 | 14728.1329 | 3575.9895 | 1113.2909 | 1715.1175 | 6404.3979 | 25.0467 | 8.3489 | 26.1464 | 59.542 | 8264.193
11 | 317 | 11 | 9819.2584 | 3470.0773 | 1415.4091 | 14704.7448 | 2389.6568 | 1743.8528 | 2072.6258 | 6206.1355 | 48.7018 | 23.6552 | 39.9362 | 112.2933 | 8386.316
11 | 317 | 12 | 9842.2191 | 3494.7145 | 1416.229 | 14753.1626 | 2762.0367 | 2917.1384 | 2340.3761 | 8019.5512 | 107.1441 | 77.923 | 57.9005 | 242.9675 | 6490.6439
11 | 317 | 13 | 9983.1287 | 3565.268 | 1431.3037 | 14979.7004 | 4834.6715 | 3372.254 | 2391.5699 | 10598.4953 | 203.1563 | 93.2293 | 49.6558 | 346.0413 | 4035.1638
11 | 317 | 14 | 10519.4687 | 3753.0435 | 1496.1712 | 15768.6835 | 6201.7055 | 3372.254 | 2628.8859 | 12202.8454 | 203.1563 | 101.5781 | 48.5143 | 353.2488 | 3212.5893
11 | 317 | 15 | 10859.7658 | 3923.1409 | 1520.8038 | 16303.7105 | 7729.941 | 3331.2578 | 2332 | 13393.1988 | 137.7567 | 26.4381 | 59.542 | 223.7368 | 2686.7749
11 | 317 | 16 | 10695.1987 | 3867.8107 | 1502.7021 | 16065.7115 | 8716.5404 | 2478.426 | 2183.2016 | 13378.168 | 87.6633 | 9.7404 | 56.8007 | 154.2044 | 2533.3391
11 | 317 | 17 | 10404.8328 | 3772.6469 | 1477.7739 | 15655.2536 | 9974.0589 | 3371.2837 | 1767.569 | 15112.9116 | 0 | 0 | 0 | 0 | 542.342
11 | 317 | 18 | 10095.9317 | 3665.9902 | 1442.2101 | 15204.1321 | 10363.2923 | 3372.254 | 2324.7301 | 16060.2763 | 0 | 0 | 0 | 0 | -856.1443
11 | 317 | 19 | 9690.1704 | 3526.8948 | 1393.5685 | 14610.6337 | 10242.8309 | 3372.254 | 4036.3032 | 17651.3881 | 0 | 0 | 0 | 0 | -3040.7544
11 | 317 | 20 | 9179.8614 | 3347.3896 | 1355.9728 | 13883.2238 | 10710.9012 | 3372.254 | 4037.3186 | 18120.4738 | 0 | 0 | 0 | 0 | -4237.25
11 | 317 | 21 | 8650.0435 | 3156.6003 | 1317.3036 | 13123.9474 | 10657.1243 | 3372.254 | 4061.0165 | 18090.3947 | 0 | 0 | 0 | 0 | -4966.4473
11 | 317 | 22 | 8221.9849 | 2999.4191 | 1277.342 | 12498.746 | 10954.1847 | 3087.9833 | 4078.4282 | 18120.5962 | 0 | 0 | 0 | 0 | -5621.8502
11 | 317 | 23 | 7942.7638 | 2896.2257 | 1249.3421 | 12088.3317 | 10815.2441 | 3371.2837 | 4262.822 | 18449.3498 | 0 | 0 | 0 | 0 | -6361.0181
11 | 317 | 24 | 7791.1872 | 2840.3113 | 1236.2555 | 11867.754 | 10632.5155 | 3334.2817 | 4263.3913 | 18230.1884 | 0 | 0 | 0 | 0 | -6362.4344
11 | 318 | 1 | 7732.6558 | 2810.9179 | 1237.102 | 11780.6757 | 10634.7194 | 3362.5852 | 4185.836 | 18183.1406 | 0 | 0 | 0 | 0 | -6402.4649
11 | 318 | 2 | 7759.4168 | 2827.6421 | 1242.84 | 11829.8989 | 10557.3298 | 3335.7194 | 3765.3138 | 17658.363 | 0 | 0 | 0 | 0 | -5828.4642
11 | 318 | 3 | 7944.7317 | 2901.2572 | 1264.8786 | 12110.8675 | 10045.711 | 3160.2369 | 3537.7446 | 16743.6925 | 0 | 0 | 0 | 0 | -4632.825
11 | 318 | 4 | 8282.1644 | 3014.3063 | 1313.7416 | 12610.2123 | 9665.5077 | 2495.1903 | 3665.7088 | 15826.4067 | 0 | 0 | 0 | 0 | -3216.1944
11 | 318 | 5 | 8666.3365 | 3155.4011 | 1363.5639 | 13185.3015 | 9104.5821 | 2414.823 | 2867.4796 | 14386.8847 | 0 | 0 | 0 | 0 | -1201.5832
11 | 318 | 6 | 9031.5113 | 3326.8057 | 1413.6083 | 13771.9253 | 9375.8729 | 1725.8852 | 2954.1779 | 14055.936 | 0 | 0 | 0 | 0 | -284.0106
11 | 318 | 7 | 9229.2511 | 3458.5566 | 1442.9951 | 14130.8027 | 9130.569 | 1640.6516 | 3271.4575 | 14042.6782 | 0 | 0 | 0 | 0 | 88.1245
11 | 318 | 8 | 9436.5427 | 3540.5959 | 1450.5212 | 14427.6598 | 9054.2225 | 2677.9748 | 3801.7299 | 15533.9271 | 29.2211 | 0 | 86.4757 | 115.6968 | -1221.9641
11 | 318 | 9 | 9643.8929 | 3571.2801 | 1450.1478 | 14665.3209 | 10157.6269 | 2749.7475 | 4087.3433 | 16994.7176 | 940.6414 | 18.0893 | 1144.7662 | 2103.4969 | -4432.8936
11 | 318 | 10 | 9744.1497 | 3576.1245 | 1448.5577 | 14768.8319 | 10824.9807 | 3089.2254 | 3754.1465 | 17668.3527 | 1529.238 | 41.7444 | 1327.5621 | 2898.5445 | -5798.0652
11 | 318 | 11 | 9828.6576 | 3613.7578 | 1446.4266 | 14888.842 | 10865.8666 | 3372.1337 | 4098.0552 | 18336.0555 | 1760.224 | 463.3633 | 1325.9459 | 3549.5332 | -6996.7467
11 | 318 | 12 | 9905.6265 | 3643.7378 | 1446.9358 | 14996.3001 | 10897.3378 | 3372.254 | 4195.6006 | 18465.1924 | 1637.7736 | 414.6615 | 1107.5712 | 3160.0063 | -6628.8986
11 | 318 | 13 | 10134.1145 | 3717.4116 | 1470.8238 | 15322.3498 | 10920.8594 | 3372.254 | 4263.3913 | 18556.5046 | 1737.9603 | 471.7122 | 1172.5749 | 3382.2474 | -6616.4022
11 | 318 | 14 | 10852.7693 | 3947.5554 | 1540.3602 | 16340.6849 | 10872.2746 | 3372.254 | 4263.3764 | 18507.9051 | 1865.9765 | 468.9292 | 1331.0118 | 3665.9176 | -5833.1377
11 | 318 | 15 | 11305.0032 | 4108.2396 | 1571.7716 | 16985.0144 | 10779.4031 | 3372.254 | 4262.827 | 18414.4841 | 1845.1043 | 411.8785 | 1395.8534 | 3652.8361 | -5082.3058
11 | 318 | 16 | 11165.8545 | 4065.4868 | 1551.5375 | 16782.8787 | 10807.2468 | 3371.6412 | 4253.1695 | 18432.0574 | 1174.4103 | 180.8926 | 896.7165 | 2252.0194 | -3901.198
11 | 318 | 17 | 10851.9542 | 3963.9065 | 1517.0287 | 16332.8894 | 10773.2262 | 3326.7341 | 4166.4003 | 18266.3606 | 68.1826 | 11.1319 | 0 | 79.3144 | -2012.7857
11 | 318 | 18 | 10423.0983 | 3815.9368 | 1478.0314 | 15717.0665 | 10413.4263 | 3331.7971 | 3931.6944 | 17676.9178 | 0 | 0 | 0 | 0 | -1959.8513
11 | 318 | 19 | 9850.3617 | 3613.3225 | 1439.449 | 14903.1333 | 9368.5011 | 3011.294 | 3728.3469 | 16108.142 | 0 | 0 | 0 | 0 | -1205.0087
11 | 318 | 20 | 9174.2125 | 3363.0681 | 1386.0865 | 13923.3671 | 9104.052 | 2368.1803 | 3784.1536 | 15256.3859 | 0 | 0 | 0 | 0 | -1333.0188
11 | 318 | 21 | 8576.2751 | 3139.4626 | 1336.646 | 13052.3837 | 7737.4748 | 2436.2816 | 3837.7774 | 14011.5338 | 0 | 0 | 0 | 0 | -959.1501
11 | 318 | 22 | 8182.1646 | 2987.818 | 1299.8372 | 12469.8197 | 5773.1418 | 1602.5729 | 3941.7875 | 11317.5021 | 0 | 0 | 0 | 0 | 1152.3176
11 | 318 | 23 | 7930.9924 | 2898.2937 | 1281.0965 | 12110.3826 | 5002.7056 | 833.1843 | 3855.0975 | 9690.9874 | 0 | 0 | 0 | 0 | 2419.3952
11 | 318 | 24 | 7814.6435 | 2852.2984 | 1271.1115 | 11938.0533 | 3464.6264 | 450.7662 | 3913.1416 | 7828.5343 | 0 | 0 | 0 | 0 | 4109.5191
11 | 319 | 1 | 7844.5576 | 2849.0565 | 1273.1641 | 11966.7782 | 2252.9033 | 270.554 | 4028.9576 | 6552.4148 | 0 | 0 | 0 | 0 | 5414.3634
11 | 319 | 2 | 8084.1324 | 2923.1487 | 1290.344 | 12297.6251 | 1547.2379 | 123.3586 | 4084.5465 | 5755.143 | 0 | 0 | 0 | 0 | 6542.482
11 | 319 | 3 | 8712.8459 | 3142.1839 | 1349.4108 | 13204.4407 | 1400.6116 | 127.964 | 3699.31 | 5227.8856 | 0 | 0 | 0 | 0 | 7976.5551
11 | 319 | 4 | 9810.0441 | 3538.1207 | 1442.6746 | 14790.8393 | 1297.1969 | 201.0624 | 3704.2888 | 5202.548 | 0 | 0 | 0 | 0 | 9588.2913
11 | 319 | 5 | 10525.1783 | 3790.5842 | 1498.1738 | 15813.9363 | 1370.771 | 190.7832 | 3403.3806 | 4964.9348 | 0 | 0 | 0 | 0 | 10849.0015
11 | 319 | 6 | 10858.5919 | 3877.6294 | 1527.9391 | 16264.1604 | 903.9262 | 106.1861 | 3293.2501 | 4303.3624 | 0 | 0 | 0 | 0 | 11960.798
11 | 319 | 7 | 10996.4551 | 3911.0575 | 1540.4606 | 16447.9731 | 537.4029 | 131.0257 | 2879.4292 | 3547.8577 | 0 | 0 | 0 | 0 | 12900.1154
11 | 319 | 8 | 11003.5591 | 3912.0074 | 1535.399 | 16450.9655 | 239.9135 | 169.6194 | 2133.579 | 2543.112 | 13.9148 | 0 | 35.6368 | 49.5516 | 13858.3019
11 | 319 | 9 | 10907.4085 | 3861.4607 | 1523.0025 | 16291.8716 | 143.4728 | 160.3373 | 1360.7834 | 1664.5935 | 333.9555 | 40.353 | 708.3873 | 1082.6958 | 13544.5823
11 | 319 | 10 | 10767.9547 | 3806.5085 | 1514.0948 | 16088.558 | 66.9771 | 107.4793 | 733.4251 | 907.8815 | 560.767 | 77.923 | 963.5402 | 1602.2302 | 13578.4463
11 | 319 | 11 | 10738.6392 | 3774.8565 | 1502.6865 | 16016.1823 | 83.1142 | 109.9265 | 476.103 | 669.1437 | 784.7955 | 147.497 | 919.4757 | 1851.7682 | 13495.2703
11 | 319 | 12 | 10685.6994 | 3737.6353 | 1483.0367 | 15906.3714 | 181.2442 | 89.7725 | 133.9995 | 405.0162 | 720.7874 | 246.2922 | 744.8992 | 1711.9787 | 13789.3765
11 | 319 | 13 | 10853.6703 | 3780.7495 | 1490.7925 | 16125.2123 | 301.6737 | 63.9778 | 15.0314 | 380.6829 | 1015.7814 | 172.5437 | 737.1128 | 1925.4379 | 13819.0915
11 | 319 | 14 | 11383.053 | 3992.9784 | 1544.42 | 16920.4514 | 582.7625 | 124.2805 | 23.8384 | 730.8815 | 421.6189 | 54.2678 | 754.327 | 1230.2136 | 14959.3563
11 | 319 | 15 | 11798.2788 | 4206.8301 | 1593.4952 | 17598.6041 | 1042.9453 | 211.9606 | 30.2714 | 1285.1773 | 207.3307 | 29.2211 | 613.9957 | 850.5476 | 15462.8792
11 | 319 | 16 | 11749.5807 | 4218.8545 | 1596.2699 | 17564.7051 | 1912.4809 | 585.5898 | 61.9798 | 2560.0505 | 84.8804 | 4.1744 | 301.0465 | 390.1013 | 14614.5533
11 | 319 | 17 | 11470.3564 | 4133.8134 | 1564.0695 | 17168.2393 | 3281.4021 | 1284.7701 | 301.4858 | 4867.658 | 1.3915 | 0 | 0 | 1.3915 | 12299.1898
11 | 319 | 18 | 11004.3349 | 3986.3335 | 1512.993 | 16503.6614 | 4678.8644 | 2297.6433 | 548.969 | 7525.4767 | 0 | 0 | 0 | 0 | 8978.1847
11 | 319 | 19 | 10364.3368 | 3755.2599 | 1448.783 | 15568.3797 | 5512.2751 | 2675.3757 | 702.3607 | 8890.0115 | 0 | 0 | 0 | 0 | 6678.3682
11 | 319 | 20 | 9577.8724 | 3467.8233 | 1385.003 | 14430.6987 | 6115.9726 | 2863.655 | 636.719 | 9616.3467 | 0 | 0 | 0 | 0 | 4814.3521
11 | 319 | 21 | 8876.5727 | 3202.4307 | 1330.1913 | 13409.1947 | 6486.6298 | 3177.2424 | 798.4156 | 10462.2878 | 0 | 0 | 0 | 0 | 2946.9069
11 | 319 | 22 | 8363.536 | 3010.416 | 1287.0025 | 12660.9545 | 7296.1858 | 3372.254 | 871.1279 | 11539.5677 | 0 | 0 | 0 | 0 | 1121.3867
11 | 319 | 23 | 8054.2116 | 2901.2728 | 1262.2258 | 12217.7102 | 8456.9556 | 3372.254 | 1100.2028 | 12929.4123 | 0 | 0 | 0 | 0 | -711.7022
11 | 319 | 24 | 7905.1647 | 2845.3474 | 1253.216 | 12003.7281 | 9392.1096 | 3372.254 | 1282.7966 | 14047.1602 | 0 | 0 | 0 | 0 | -2043.432
11 | 320 | 1 | 7883.1318 | 2835.3397 | 1251.5714 | 11970.0429 | 9893.9012 | 3372.254 | 1710.9701 | 14977.1253 | 0 | 0 | 0 | 0 | -3007.0824
11 | 320 | 2 | 8096.3342 | 2897.7652 | 1268.2293 | 12262.3288 | 9750.5408 | 3372.254 | 2307.7088 | 15430.5036 | 0 | 0 | 0 | 0 | -3168.1748
11 | 320 | 3 | 8698.6416 | 3112.5009 | 1322.2913 | 13133.4338 | 9456.9588 | 3372.254 | 2797.9079 | 15627.1207 | 0 | 0 | 0 | 0 | -2493.6869
11 | 320 | 4 | 9779.8573 | 3512.0477 | 1410.857 | 14702.7619 | 9330.1621 | 3372.254 | 3492.1276 | 16194.5437 | 0 | 0 | 0 | 0 | -1491.7818
11 | 320 | 5 | 10514.8147 | 3789.7252 | 1495.6378 | 15800.1777 | 9087.7507 | 3372.254 | 4113.8319 | 16573.8366 | 0 | 0 | 0 | 0 | -773.6589
11 | 320 | 6 | 10898.9603 | 3913.6483 | 1529.8899 | 16342.4985 | 9394.8435 | 3372.254 | 4198.8014 | 16965.8989 | 0 | 0 | 0 | 0 | -623.4005
11 | 320 | 7 | 11078.732 | 3968.0792 | 1545.2591 | 16592.0703 | 9647.2815 | 3372.254 | 4254.2439 | 17273.7794 | 0 | 0 | 0 | 0 | -681.7091
11 | 320 | 8 | 11158.6093 | 3992.4815 | 1534.4779 | 16685.5687 | 9602.2289 | 3372.254 | 4260.2215 | 17234.7044 | 8.3489 | 0 | 0 | 8.3489 | -557.4846
11 | 320 | 9 | 11192.7758 | 3959.9998 | 1540.6707 | 16693.4463 | 9521.4272 | 3372.254 | 4263.3604 | 17157.0416 | 50.0933 | 173.9352 | 433.374 | 657.4025 | -1120.9978
11 | 320 | 10 | 11151.0228 | 3933.901 | 1538.6189 | 16623.5427 | 9689.7761 | 3372.254 | 4247.3959 | 17309.426 | 230.9859 | 114.1015 | 92.6042 | 437.6916 | -1123.5749
11 | 320 | 11 | 11131.4851 | 3918.4385 | 1538.681 | 16588.6046 | 9216.1572 | 3372.254 | 4211.9848 | 16800.3959 | 493.9759 | 221.2455 | 182.7171 | 897.9385 | -1109.7299
11 | 320 | 12 | 11062.0208 | 3910.3364 | 1528.121 | 16500.4782 | 8123.2326 | 3372.254 | 4142.3141 | 15637.8007 | 502.3248 | 157.2374 | 190.6701 | 850.2323 | 12.4452
11 | 320 | 13 | 11172.8512 | 3953.4371 | 1540.006 | 16666.2942 | 6339.5066 | 3372.254 | 4013.1824 | 13724.9429 | 648.4303 | 413.27 | 545.7896 | 1607.4899 | 1333.8614
11 | 320 | 14 | 11637.9417 | 4116.5461 | 1583.2387 | 17337.7266 | 4702.201 | 3154.4548 | 3889.0367 | 11745.6925 | 915.5948 | 236.5518 | 394.4841 | 1546.6307 | 4045.4034
11 | 320 | 15 | 12008.1954 | 4306.2524 | 1618.8682 | 17933.316 | 4460.6363 | 1887.8867 | 3512.024 | 9860.547 | 711.047 | 193.4159 | 334.009 | 1238.4719 | 6834.2971
11 | 320 | 16 | 11951.9359 | 4327.1284 | 1613.1558 | 17892.2201 | 4759.6267 | 1673.4386 | 2916.2291 | 9349.2944 | 1480.5362 | 354.8277 | 423.7097 | 2259.0737 | 6283.8521
11 | 320 | 17 | 11666.0718 | 4261.6903 | 1584.9255 | 17512.6875 | 7106.3095 | 2248.1278 | 2746.6711 | 12101.1084 | 66.7911 | 96.0122 | 0 | 162.8033 | 5248.7758
11 | 320 | 18 | 11224.292 | 4130.7269 | 1541.6099 | 16896.6288 | 7575.6639 | 2046.3977 | 2425.1917 | 12047.2533 | 0 | 0 | 0 | 0 | 4849.3755
11 | 320 | 19 | 10635.2065 | 3920.3046 | 1479.5446 | 16035.0556 | 6773.9737 | 2846.4749 | 1794.8888 | 11415.3374 | 0 | 0 | 0 | 0 | 4619.7182
11 | 320 | 20 | 9884.3931 | 3640.5151 | 1422.4241 | 14947.3323 | 7747.9492 | 3049.8187 | 949.9099 | 11747.6778 | 0 | 0 | 0 | 0 | 3199.6545
11 | 320 | 21 | 9187.0569 | 3370.5944 | 1372.8707 | 13930.522 | 8718.639 | 2899.6986 | 1078.1227 | 12696.4603 | 0 | 0 | 0 | 0 | 1234.0617
11 | 320 | 22 | 8686.0861 | 3180.2203 | 1331.8242 | 13198.1306 | 8649.2502 | 3044.4525 | 1417.205 | 13110.9077 | 0 | 0 | 0 | 0 | 87.2229
11 | 320 | 23 | 8414.4495 | 3069.2158 | 1308.3122 | 12791.9776 | 8851.8819 | 2896.937 | 1834.9013 | 13583.7202 | 0 | 0 | 0 | 0 | -791.7427
11 | 320 | 24 | 8272.2485 | 3019.3662 | 1296.433 | 12588.0476 | 9058.0312 | 3115.0485 | 1972.8105 | 14145.8902 | 0 | 0 | 0 | 0 | -1557.8426
11 | 321 | 1 | 8271.7724 | 3009.9306 | 1296.387 | 12578.09 | 8897.2285 | 3298.0496 | 2086.4386 | 14281.7167 | 0 | 0 | 0 | 0 | -1703.6268
11 | 321 | 2 | 8482.4985 | 3073.4214 | 1316.9803 | 12872.9002 | 8475.5052 | 3276.2035 | 2281.2423 | 14032.951 | 0 | 0 | 0 | 0 | -1160.0508
11 | 321 | 3 | 9050.5395 | 3274.5723 | 1360.878 | 13685.9898 | 8574.6198 | 3372.2442 | 2542.7776 | 14489.6416 | 0 | 0 | 0 | 0 | -803.6518
11 | 321 | 4 | 10014.2486 | 3626.5418 | 1428.3561 | 15069.1465 | 8285.6458 | 3352.9414 | 2608.2234 | 14246.8107 | 0 | 0 | 0 | 0 | 822.3358
11 | 321 | 5 | 10670.7143 | 3847.5155 | 1480.0829 | 15998.3127 | 8153.6817 | 3332.7766 | 2971.4188 | 14457.877 | 0 | 0 | 0 | 0 | 1540.4357
11 | 321 | 6 | 10986.3669 | 3936.3141 | 1526.8564 | 16449.5375 | 8247.0466 | 2858.3449 | 3121.9921 | 14227.3836 | 0 | 0 | 0 | 0 | 2222.1539
11 | 321 | 7 | 11063.6458 | 4001.3861 | 1542.5115 | 16607.5435 | 8323.5482 | 2869.0446 | 3028.5041 | 14221.0969 | 0 | 0 | 0 | 0 | 2386.4465
11 | 321 | 8 | 11173.2087 | 4037.3773 | 1552.603 | 16763.189 | 8748.1609 | 2971.8412 | 2896.9445 | 14616.9466 | 0 | 0 | 0 | 0 | 2146.2425
11 | 321 | 9 | 11157.9577 | 4011.9078 | 1542.0616 | 16711.9271 | 9244.1072 | 2896.6377 | 2951.313 | 15092.0579 | 1235.6355 | 470.3207 | 456.7511 | 2162.7072 | -542.838
11 | 321 | 10 | 11027.2694 | 3924.1123 | 1526.547 | 16477.9287 | 9060.6036 | 2498.8784 | 2707.2721 | 14266.7542 | 1590.4632 | 715.2214 | 503.7652 | 2809.4498 | -598.2753
11 | 321 | 11 | 10906.1148 | 3910.0396 | 1513.0221 | 16329.1764 | 8104.0447 | 2224.2307 | 2721.6254 | 13049.9008 | 1665.6032 | 667.9111 | 665.3229 | 2998.8372 | 280.4385
11 | 321 | 12 | 10750.5189 | 3904.8508 | 1496.0045 | 16151.3742 | 8139.9917 | 1971.3281 | 2930.596 | 13041.9158 | 1676.7351 | 517.6311 | 768.0008 | 2962.3669 | 147.0915
11 | 321 | 13 | 10901.9352 | 3936.2111 | 1505.0791 | 16343.2254 | 8214.5889 | 1782.0989 | 3025.7768 | 13022.4646 | 1065.8747 | 499.5418 | 832.9584 | 2398.3749 | 922.3859
11 | 321 | 14 | 11515.8154 | 4143.0952 | 1552.2581 | 17211.1688 | 8184.2954 | 1740.4401 | 2959.0909 | 12883.8264 | 1000.4751 | 538.5033 | 490.9964 | 2029.9748 | 2297.3676
11 | 321 | 15 | 11968.6724 | 4344.9227 | 1585.0582 | 17898.6533 | 8694.8495 | 1940.455 | 2938.58 | 13573.8844 | 1294.0777 | 592.7711 | 606.6053 | 2493.4541 | 1831.3148
11 | 321 | 16 | 11936.2869 | 4354.0979 | 1587.1203 | 17877.5051 | 9489.3229 | 3090.6333 | 3148.1166 | 15728.0728 | 762.5318 | 160.0204 | 530.4697 | 1453.0219 | 696.4105
11 | 321 | 17 | 11758.5555 | 4293.7838 | 1571.1145 | 17623.4538 | 9400.7638 | 2757.2862 | 3308.1866 | 15466.2366 | 37.57 | 9.7404 | 0 | 47.3104 | 2109.9068
11 | 321 | 18 | 11407.6149 | 4196.0017 | 1536.9887 | 17140.6052 | 9529.2988 | 2885.1142 | 3569.9913 | 15984.4042 | 0 | 0 | 0 | 0 | 1156.201
11 | 321 | 19 | 10952.2377 | 4040.6691 | 1478.9884 | 16471.8952 | 10023.8135 | 2946.7893 | 3468.7456 | 16439.3484 | 0 | 0 | 0 | 0 | 32.5467
11 | 321 | 20 | 10330.9133 | 3806.2874 | 1419.4636 | 15556.6642 | 10012.1555 | 3219.6384 | 3364.0888 | 16595.8826 | 0 | 0 | 0 | 0 | -1039.2184
11 | 321 | 21 | 9691.2848 | 3572.6206 | 1364.4491 | 14628.3545 | 9875.0352 | 3130.6725 | 3535.4707 | 16541.1783 | 0 | 0 | 0 | 0 | -1912.8238
11 | 321 | 22 | 9212.8127 | 3390.4597 | 1324.5497 | 13927.8221 | 9716.6031 | 3318.4147 | 3350.0523 | 16385.07 | 0 | 0 | 0 | 0 | -2457.248
11 | 321 | 23 | 8946.7845 | 3288.0827 | 1302.6016 | 13537.4688 | 9288.4323 | 2630.3884 | 3482.3628 | 15401.1835 | 0 | 0 | 0 | 0 | -1863.7147
11 | 321 | 24 | 8819.8995 | 3240.0295 | 1290.3827 | 13350.3118 | 8701.4288 | 2793.9641 | 3567.6345 | 15063.0274 | 0 | 0 | 0 | 0 | -1712.7156
11 | 322 | 1 | 8801.2188 | 3234.4319 | 1290.469 | 13326.1197 | 8138.9908 | 3015.3355 | 3622.0395 | 14776.3658 | 0 | 0 | 0 | 0 | -1450.2461
11 | 322 | 2 | 8919.3244 | 3274.4123 | 1293.81 | 13487.5467 | 7777.7006 | 3098.1965 | 3483.3016 | 14359.1987 | 0 | 0 | 0 | 0 | -871.652
11 | 322 | 3 | 9249.0256 | 3393.4327 | 1324.3555 | 13966.8139 | 7316.6276 | 3292.8589 | 3333.4917 | 13942.9782 | 0 | 0 | 0 | 0 | 23.8357
11 | 322 | 4 | 9743.6274 | 3571.0066 | 1379.1492 | 14693.7832 | 6764.0671 | 3176.9621 | 3230.3451 | 13171.3743 | 0 | 0 | 0 | 0 | 1522.4089
11 | 322 | 5 | 10323.4643 | 3778.5627 | 1456.9789 | 15559.0059 | 6160.3423 | 2854.4764 | 3284.8783 | 12299.697 | 0 | 0 | 0 | 0 | 3259.3088
11 | 322 | 6 | 10875.1106 | 3986.6858 | 1539.5806 | 16401.3771 | 5832.8535 | 2331.243 | 3275.1591 | 11439.2556 | 0 | 0 | 0 | 0 | 4962.1215
11 | 322 | 7 | 11206.8629 | 4109.5017 | 1577.4409 | 16893.8055 | 4747.2873 | 1933.5298 | 3090.4107 | 9771.2278 | 0 | 0 | 0 | 0 | 7122.5777
11 | 322 | 8 | 11328.6113 | 4153.5153 | 1582.5352 | 17064.6619 | 3844.9125 | 1073.9974 | 2686.089 | 7604.9989 | 0 | 0 | 0 | 0 | 9459.663
11 | 322 | 9 | 11311.8117 | 4157.3692 | 1568.171 | 17037.3519 | 2579.1303 | 644.1235 | 2187.1396 | 5410.3934 | 1056.1344 | 308.9089 | 798.1668 | 2163.2101 | 9463.7484
11 | 322 | 10 | 11067.0669 | 4091.657 | 1534.59 | 16693.3139 | 835.1436 | 166.8276 | 1147.5324 | 2149.5036 | 1650.297 | 500.9333 | 1220.3184 | 3371.5486 | 11172.2616
11 | 322 | 11 | 10686.7637 | 3956.5298 | 1487.3733 | 16130.6667 | 258.9447 | 28.4652 | 963.4375 | 1250.8474 | 1360.8688 | 464.7548 | 1062.0065 | 2887.6301 | 11992.1893
11 | 322 | 12 | 10472.2088 | 3859.1036 | 1456.8388 | 15788.1511 | 117.7769 | 0 | 708.8356 | 826.6125 | 1089.53 | 375.7 | 950.2758 | 2415.5058 | 12546.0329
11 | 322 | 13 | 10568.7966 | 3870.7307 | 1460.6899 | 15900.2171 | 70.4871 | 0 | 487.5187 | 558.0058 | 1036.6536 | 399.3552 | 971.7894 | 2407.7982 | 12934.4132
11 | 322 | 14 | 10964.6876 | 3991.7644 | 1489.9131 | 16446.3652 | 66.2716 | 0 | 311.7997 | 378.0713 | 967.0796 | 414.6615 | 1135.6255 | 2517.3665 | 13550.9274
11 | 322 | 15 | 11219.4829 | 4093.0289 | 1522.4445 | 16834.9563 | 67.6005 | 0 | 267.6444 | 335.2449 | 766.7062 | 448.057 | 1041.3381 | 2256.1014 | 14243.61
11 | 322 | 16 | 11255.1097 | 4100.3822 | 1531.6692 | 16887.1611 | 142.3707 | 0 | 296.5365 | 438.9072 | 783.404 | 229.5944 | 618.2997 | 1631.2982 | 14816.9557
11 | 322 | 17 | 11234.5823 | 4100.7991 | 1522.4048 | 16857.7862 | 429.2934 | 0 | 430.3764 | 859.6698 | 4.1744 | 33.3956 | 0 | 37.57 | 15960.5463
11 | 322 | 18 | 11110.3417 | 4075.851 | 1502.338 | 16688.5306 | 803.7845 | 1.1672 | 612.9155 | 1417.8672 | 0 | 0 | 0 | 0 | 15270.6634
11 | 322 | 19 | 10860.8011 | 4001.6433 | 1461.5563 | 16324.0008 | 1183.9681 | 8.7834 | 908.1222 | 2100.8736 | 0 | 0 | 0 | 0 | 14223.1271
11 | 322 | 20 | 10408.1572 | 3859.9097 | 1422.8748 | 15690.9417 | 1551.782 | 5.4227 | 1029.2713 | 2586.476 | 0 | 0 | 0 | 0 | 13104.4657
11 | 322 | 21 | 9916.4431 | 3692.1432 | 1378.8669 | 14987.4532 | 2129.7092 | 16.3466 | 1092.6483 | 3238.7041 | 0 | 0 | 0 | 0 | 11748.7492
11 | 322 | 22 | 9555.898 | 3559.0357 | 1348.3432 | 14463.2769 | 2556.041 | 87.8606 | 1036.7606 | 3680.6621 | 0 | 0 | 0 | 0 | 10782.6148
11 | 322 | 23 | 9334.2519 | 3486.455 | 1337.7816 | 14158.4885 | 2790.7928 | 231.9269 | 1064.1322 | 4086.8518 | 0 | 0 | 0 | 0 | 10071.6367
11 | 322 | 24 | 9223.52 | 3452.3301 | 1321.0311 | 13996.8812 | 3064.9196 | 449.7616 | 1004.22 | 4518.9011 | 0 | 0 | 0 | 0 | 9477.9801
11 | 323 | 1 | 9208.5793 | 3446.2147 | 1324.0532 | 13978.8471 | 3099.4277 | 580.7362 | 880.6722 | 4560.8361 | 0 | 0 | 0 | 0 | 9418.0111
11 | 323 | 2 | 9346.3369 | 3488.4825 | 1339.6022 | 14174.4216 | 2969.8416 | 596.1789 | 793.0813 | 4359.1018 | 0 | 0 | 0 | 0 | 9815.3198
11 | 323 | 3 | 9693.594 | 3604.8873 | 1369.1112 | 14667.5926 | 2993.3955 | 601.9601 | 800.5774 | 4395.933 | 0 | 0 | 0 | 0 | 10271.6595
11 | 323 | 4 | 10181.6845 | 3783.7042 | 1413.655 | 15379.0436 | 2990.3662 | 494.7217 | 831.1606 | 4316.2486 | 0 | 0 | 0 | 0 | 11062.7951
11 | 323 | 5 | 10573.8328 | 3930.1027 | 1462.7895 | 15966.725 | 2880.8821 | 497.7849 | 878.0495 | 4256.7165 | 0 | 0 | 0 | 0 | 11710.0084
11 | 323 | 6 | 10780.0461 | 4020.6883 | 1504.9603 | 16305.6946 | 2885.6747 | 209.6536 | 907.4187 | 4002.747 | 0 | 0 | 0 | 0 | 12302.9476
11 | 323 | 7 | 10744.0133 | 4019.815 | 1515.2259 | 16279.0542 | 2875.773 | 252.7744 | 1055.3584 | 4183.9058 | 0 | 0 | 0 | 0 | 12095.1484
11 | 323 | 8 | 10598.3715 | 3963.2927 | 1504.1676 | 16065.8318 | 2912.2929 | 346.1565 | 1233.9984 | 4492.4477 | 0 | 0 | 0 | 0 | 11573.3841
11 | 323 | 9 | 10424.2671 | 3891.5136 | 1490.1115 | 15805.8923 | 2669.8072 | 481.5791 | 1171.289 | 4322.6753 | 175.3267 | 176.7181 | 247.392 | 599.4368 | 10883.7802
11 | 323 | 10 | 10260.2633 | 3823.2894 | 1479.5645 | 15563.1172 | 2211.9682 | 509.4804 | 981.4399 | 3702.8885 | 432.7507 | 186.4585 | 481.1518 | 1100.3611 | 10759.8676
11 | 323 | 11 | 10202.4105 | 3791.438 | 1482.4747 | 15476.3232 | 1934.7124 | 288.4534 | 799.8774 | 3023.0432 | 308.9089 | 232.3774 | 289.5278 | 830.814 | 11622.4659
11 | 323 | 12 | 10342.7649 | 3819.9149 | 1478.6707 | 15641.3505 | 1624.5267 | 179.7474 | 710.5129 | 2514.787 | 324.2152 | 137.7567 | 347.1574 | 809.1292 | 12317.4343
11 | 323 | 13 | 10719.731 | 3919.5201 | 1490.4687 | 16129.7199 | 1413.0103 | 153.8106 | 648.7549 | 2215.5759 | 251.8581 | 187.85 | 224.4615 | 664.1697 | 13249.9743
11 | 323 | 14 | 11422.9206 | 4147.8518 | 1543.2542 | 17114.0266 | 1193.0051 | 93.3907 | 625.9283 | 1912.3241 | 521.8055 | 313.0833 | 187.2874 | 1022.1762 | 14179.5263
11 | 323 | 15 | 11866.7537 | 4350.7703 | 1578.9609 | 17796.4849 | 1260.1381 | 89.1734 | 510.3055 | 1859.617 | 361.7852 | 239.3348 | 382.0532 | 983.1731 | 14953.6948
11 | 323 | 16 | 11809.3872 | 4332.9498 | 1583.7889 | 17726.1259 | 1465.5452 | 75.1949 | 606.1145 | 2146.8546 | 297.777 | 150.28 | 271.1305 | 719.1875 | 14860.0837
11 | 323 | 17 | 11586.5468 | 4255.1725 | 1565.1294 | 17406.8487 | 1606.2315 | 172.6473 | 731.9271 | 2510.8059 | 0 | 5.5659 | 0 | 5.5659 | 14890.4769
11 | 323 | 18 | 11247.7392 | 4147.9125 | 1527.2184 | 16922.8701 | 1488.4474 | 297.8442 | 837.7215 | 2624.0131 | 0 | 0 | 0 | 0 | 14298.857
11 | 323 | 19 | 10801.3255 | 3997.381 | 1481.7723 | 16280.4788 | 1250.0001 | 280.7592 | 947.1013 | 2477.8606 | 0 | 0 | 0 | 0 | 13802.6182
11 | 323 | 20 | 10214.889 | 3790.1086 | 1426.9621 | 15431.9597 | 1123.1247 | 314.8811 | 974.7023 | 2412.7081 | 0 | 0 | 0 | 0 | 13019.2516
11 | 323 | 21 | 9600.0653 | 3575.3599 | 1377.9185 | 14553.3438 | 1038.5209 | 423.9882 | 856.2943 | 2318.8034 | 0 | 0 | 0 | 0 | 12234.5404
11 | 323 | 22 | 9097.5363 | 3392.3002 | 1328.4925 | 13818.3291 | 884.5897 | 786.5082 | 721.8801 | 2392.9781 | 0 | 0 | 0 | 0 | 11425.3509
11 | 323 | 23 | 8784.4064 | 3277.6667 | 1300.4404 | 13362.5135 | 849.5189 | 1030.1959 | 786.5492 | 2666.2641 | 0 | 0 | 0 | 0 | 10696.2495
11 | 323 | 24 | 8611.2761 | 3209.1418 | 1286.2399 | 13106.6578 | 801.6032 | 1106.6153 | 743.2988 | 2651.5174 | 0 | 0 | 0 | 0 | 10455.1405
11 | 324 | 1 | 8532.3111 | 3182.4612 | 1282.3099 | 12997.0821 | 830.6424 | 999.0339 | 965.9838 | 2795.6601 | 0 | 0 | 0 | 0 | 10201.4219
11 | 324 | 2 | 8568.0271 | 3199.7612 | 1286.8054 | 13054.5938 | 1046.1306 | 1070.8009 | 1205.2105 | 3322.142 | 0 | 0 | 0 | 0 | 9732.4518
11 | 324 | 3 | 8770.636 | 3271.5011 | 1302.2193 | 13344.3564 | 1372.367 | 1171.5174 | 1174.8467 | 3718.7311 | 0 | 0 | 0 | 0 | 9625.6253
11 | 324 | 4 | 9136.7555 | 3398.6954 | 1348.7667 | 13884.2176 | 1638.5284 | 1149.2779 | 1058.7577 | 3846.564 | 0 | 0 | 0 | 0 | 10037.6536
11 | 324 | 5 | 9535.0837 | 3537.5501 | 1397.1517 | 14469.7855 | 1922.4366 | 1396.643 | 989.1711 | 4308.2507 | 0 | 0 | 0 | 0 | 10161.5348
11 | 324 | 6 | 9889.9759 | 3663.1607 | 1439.308 | 14992.4447 | 2439.6692 | 1684.2727 | 964.4939 | 5088.4358 | 0 | 0 | 0 | 0 | 9904.0088
11 | 324 | 7 | 9928.5195 | 3723.6528 | 1464.2398 | 15116.4121 | 3338.26 | 1658.9242 | 1084.6427 | 6081.8269 | 0 | 0 | 0 | 0 | 9034.5852
11 | 324 | 8 | 9816.4011 | 3751.7927 | 1453.6743 | 15021.8681 | 3292.7961 | 1990.7058 | 1129.5056 | 6413.0075 | 0 | 0 | 0 | 0 | 8608.8606
11 | 324 | 9 | 9730.4965 | 3769.5112 | 1438.5809 | 14938.5885 | 3685.6241 | 2331.0794 | 880.9404 | 6897.644 | 161.4118 | 48.7018 | 424.9925 | 635.1062 | 7405.8383
11 | 324 | 10 | 9596.0149 | 3779.6277 | 1430.5286 | 14806.1712 | 3281.7556 | 1971.9487 | 665.4716 | 5919.1759 | 414.6615 | 129.4078 | 691.7982 | 1235.8675 | 7651.1278
11 | 324 | 11 | 9614.1928 | 3767.6445 | 1415.243 | 14797.0803 | 3092.0612 | 1470.6246 | 628.0563 | 5190.7421 | 379.8744 | 165.5863 | 601.3102 | 1146.7709 | 8459.5673
11 | 324 | 12 | 9796.5941 | 3753.0646 | 1408.6185 | 14958.2772 | 2710.4591 | 1236.552 | 600.765 | 4547.7761 | 450.84 | 232.3774 | 711.2581 | 1394.4754 | 9016.0256
11 | 324 | 13 | 10084.6218 | 3776.2351 | 1426.6969 | 15287.5538 | 2477.2917 | 897.2806 | 675.576 | 4050.1483 | 392.3978 | 140.5396 | 617.0541 | 1149.9915 | 10087.4141
11 | 324 | 14 | 10637.3478 | 3943.6636 | 1484.0639 | 16065.0753 | 1900.7558 | 653.4253 | 863.2813 | 3417.4624 | 296.3855 | 160.0204 | 586.4207 | 1042.8266 | 11604.7863
11 | 324 | 15 | 10943.1772 | 4047.3148 | 1515.0976 | 16505.5896 | 1610.6761 | 733.9821 | 1001.3541 | 3346.0123 | 318.6492 | 107.1441 | 488.6256 | 914.4189 | 12245.1584
11 | 324 | 16 | 10777.2043 | 3989.1869 | 1502.1511 | 16268.5423 | 1640.4717 | 848.1305 | 1233.3723 | 3721.9744 | 160.0204 | 171.1522 | 143.7556 | 474.9282 | 12071.6397
11 | 324 | 17 | 10535.3574 | 3890.8807 | 1482.0643 | 15908.3024 | 2234.6829 | 1454.9685 | 1692.9337 | 5382.5851 | 0 | 6.9574 | 0 | 6.9574 | 10518.7599
11 | 324 | 18 | 10216.6483 | 3777.6337 | 1443.9785 | 15438.2606 | 2781.7967 | 1408.0783 | 2070.3529 | 6260.2279 | 0 | 0 | 0 | 0 | 9178.0326
11 | 324 | 19 | 9796.4159 | 3628.6271 | 1400.6808 | 14825.7237 | 3353.3996 | 1583.3709 | 2048.7355 | 6985.506 | 0 | 0 | 0 | 0 | 7840.2177
11 | 324 | 20 | 9253.1629 | 3435.4749 | 1358.545 | 14047.1829 | 5316.3059 | 2507.8903 | 1664.4619 | 9488.6581 | 0 | 0 | 0 | 0 | 4558.5247
11 | 324 | 21 | 8665.8207 | 3226.6617 | 1319.3761 | 13211.8585 | 6950.3401 | 2470.8575 | 1243.5983 | 10664.7959 | 0 | 0 | 0 | 0 | 2547.0625
11 | 324 | 22 | 8207.1998 | 3064.2161 | 1282.6597 | 12554.0757 | 7736.8538 | 2478.1039 | 901.6483 | 11116.606 | 0 | 0 | 0 | 0 | 1437.4697
11 | 324 | 23 | 7900.7828 | 2937.0899 | 1254.1774 | 12092.0501 | 8561.2174 | 3366.0726 | 639.7242 | 12567.0141 | 0 | 0 | 0 | 0 | -474.964
11 | 324 | 24 | 7713.6459 | 2860.0243 | 1237.8757 | 11811.5459 | 9175.9663 | 3304.0006 | 478.9359 | 12958.9028 | 0 | 0 | 0 | 0 | -1147.3569
11 | 325 | 1 | 7627.7403 | 2820.3712 | 1228.4 | 11676.5116 | 9449.144 | 3346.768 | 791.8838 | 13587.7958 | 0 | 0 | 0 | 0 | -1911.2842
11 | 325 | 2 | 7631.765 | 2816.1453 | 1230.8692 | 11678.7795 | 9549.2828 | 2843.7847 | 1239.2971 | 13632.3646 | 0 | 0 | 0 | 0 | -1953.5851
11 | 325 | 3 | 7773.5077 | 2858.1825 | 1246.9032 | 11878.5934 | 9401.4382 | 2259.5296 | 1417.9722 | 13078.94 | 0 | 0 | 0 | 0 | -1200.3466
11 | 325 | 4 | 8084.6351 | 2954.8258 | 1281.7187 | 12321.1795 | 8786.7057 | 2489.3705 | 1946.0748 | 13222.1509 | 0 | 0 | 0 | 0 | -900.9714
11 | 325 | 5 | 8462.0635 | 3076.1672 | 1334.7833 | 12873.0141 | 8058.7033 | 2075.4266 | 2468.4832 | 12602.6131 | 0 | 0 | 0 | 0 | 270.401
11 | 325 | 6 | 8985.0995 | 3249.6272 | 1398.5142 | 13633.2409 | 7053.6172 | 1855.3418 | 2524.6452 | 11433.6041 | 0 | 0 | 0 | 0 | 2199.6368
11 | 325 | 7 | 9446.9131 | 3380.4456 | 1448.7677 | 14276.1264 | 7098.6235 | 1645.1588 | 2795.3178 | 11539.1001 | 0 | 0 | 0 | 0 | 2737.0263
11 | 325 | 8 | 9760.6068 | 3434.7072 | 1477.9873 | 14673.3013 | 7358.984 | 1863.5331 | 2990.6349 | 12213.152 | 0 | 0 | 0 | 0 | 2460.1493
11 | 325 | 9 | 9911.9909 | 3457.1006 | 1491.4155 | 14860.5069 | 7484.4074 | 2210.6661 | 2723.433 | 12418.5065 | 667.9111 | 107.1441 | 730.9843 | 1506.0395 | 935.9609
11 | 325 | 10 | 10030.2461 | 3441.6276 | 1497.2395 | 14969.1132 | 7453.8869 | 1921.6289 | 2026.7877 | 11402.3035 | 1594.6377 | 169.7607 | 1114.2949 | 2878.6933 | 688.1164
11 | 325 | 11 | 10041.0789 | 3419.3653 | 1487.1491 | 14947.5933 | 8581.0066 | 2464.1726 | 1321.6423 | 12366.8214 | 1141.0148 | 87.6633 | 1145.866 | 2374.5441 | 206.2279
11 | 325 | 12 | 10049.9164 | 3472.8811 | 1475.7503 | 14998.5478 | 9740.5344 | 2803.3557 | 1565.3434 | 14109.2335 | 691.5662 | 144.7141 | 825.8506 | 1662.1309 | -772.8166
11 | 325 | 13 | 10181.2913 | 3564.7589 | 1480.0718 | 15226.1219 | 10101.6789 | 3162.7656 | 1707.0285 | 14971.473 | 862.7184 | 239.3348 | 886.7052 | 1988.7585 | -1734.1096
11 | 325 | 14 | 10808.9953 | 3785.4158 | 1531.2869 | 16125.6979 | 10591.867 | 3309.7434 | 2044.1247 | 15945.7352 | 858.544 | 329.7811 | 959.2706 | 2147.5958 | -1967.633
11 | 325 | 15 | 11134.171 | 3967.7733 | 1557.5989 | 16659.5431 | 10725.6338 | 3368.9677 | 2677.3312 | 16771.9328 | 1307.9925 | 467.5377 | 894.1836 | 2669.7138 | -2782.1034
11 | 325 | 16 | 10992.6988 | 3937.9144 | 1536.0979 | 16466.7111 | 10950.2053 | 3372.254 | 3648.4832 | 17970.9425 | 1252.3333 | 474.4951 | 571.7648 | 2298.5932 | -3802.8246
11 | 325 | 17 | 10688.1804 | 3855.5885 | 1499.2576 | 16043.0266 | 10815.0391 | 3372.254 | 4001.4237 | 18188.7168 | 0 | 37.57 | 0 | 37.57 | -2183.2602
11 | 325 | 18 | 10247.4351 | 3716.1757 | 1448.0856 | 15411.6965 | 10907.9755 | 3372.254 | 4226.6344 | 18506.8639 | 0 | 0 | 0 | 0 | -3095.1674
11 | 325 | 19 | 9650.1834 | 3510.8951 | 1381.8079 | 14542.8863 | 10324.6533 | 3299.3317 | 4263.3913 | 17887.3763 | 0 | 0 | 0 | 0 | -3344.4899
11 | 325 | 20 | 8967.1161 | 3264.4216 | 1325.8609 | 13557.3986 | 10918.6949 | 3372.254 | 4263.3913 | 18554.3402 | 0 | 0 | 0 | 0 | -4996.9416
11 | 325 | 21 | 8385.7727 | 3038.3373 | 1281.6625 | 12705.7725 | 10835.2039 | 3329.5648 | 4263.3913 | 18428.16 | 0 | 0 | 0 | 0 | -5722.3875
11 | 325 | 22 | 7981.1101 | 2886.2057 | 1251.7111 | 12119.0269 | 10898.3064 | 3372.254 | 4263.3913 | 18533.9517 | 0 | 0 | 0 | 0 | -6414.9248
11 | 325 | 23 | 7724.0051 | 2800.7148 | 1224.3841 | 11749.104 | 10898.7838 | 3372.254 | 4263.3913 | 18534.429 | 0 | 0 | 0 | 0 | -6785.325
11 | 325 | 24 | 7596.5373 | 2761.9487 | 1215.2792 | 11573.7653 | 10951.571 | 3372.254 | 4263.3913 | 18587.2163 | 0 | 0 | 0 | 0 | -7013.451
11 | 326 | 1 | 7610.67 | 2762.6439 | 1218.6611 | 11591.9749 | 10838.0892 | 2921.0007 | 4263.3913 | 18022.4812 | 0 | 0 | 0 | 0 | -6430.5063
11 | 326 | 2 | 7847.8528 | 2840.6481 | 1245.9158 | 11934.4168 | 10672.1225 | 3370.3913 | 4263.3913 | 18305.9051 | 0 | 0 | 0 | 0 | -6371.4884
11 | 326 | 3 | 8486.5831 | 3064.9519 | 1307.1361 | 12858.6711 | 10618.7652 | 3371.5731 | 4263.3913 | 18253.7296 | 0 | 0 | 0 | 0 | -5395.0585
11 | 326 | 4 | 9580.7227 | 3457.932 | 1411.8825 | 14450.5372 | 10393.783 | 3371.9573 | 4263.3913 | 18029.1316 | 0 | 0 | 0 | 0 | -3578.5944
11 | 326 | 5 | 10298.8795 | 3705.7886 | 1463.713 | 15468.3811 | 9814.1021 | 3308.196 | 4263.3913 | 17385.6894 | 0 | 0 | 0 | 0 | -1917.3083
11 | 326 | 6 | 10611.0689 | 3794.2632 | 1494.6944 | 15900.0265 | 9521.821 | 2858.1818 | 4263.3913 | 16643.3941 | 0 | 0 | 0 | 0 | -743.3676
11 | 326 | 7 | 10727.479 | 3835.8639 | 1504.4413 | 16067.7842 | 9785.3459 | 2298.2842 | 4038.3553 | 16121.9854 | 0 | 0 | 0 | 0 | -54.2012
11 | 326 | 8 | 10763.2343 | 3879.8319 | 1505.8647 | 16148.9309 | 9676.8533 | 2274.1004 | 3694.1422 | 15645.0959 | 0 | 0 | 0 | 0 | 503.8351
11 | 326 | 9 | 10768.0788 | 3881.2382 | 1498.5942 | 16147.9112 | 9808.353 | 2488.3624 | 3616.4167 | 15913.1321 | 1551.5017 | 509.2822 | 846.0651 | 2906.849 | -2672.0699
11 | 326 | 10 | 10768.4073 | 3865.5107 | 1493.105 | 16127.023 | 10124.378 | 2675.4147 | 3587.3204 | 16387.1131 | 2305.6847 | 776.4467 | 1466.9394 | 4549.0707 | -4809.1608
11 | 326 | 11 | 10774.8401 | 3864.4237 | 1492.7918 | 16132.0555 | 10614.7635 | 2879.4468 | 3736.5986 | 17230.8089 | 2128.9666 | 722.1788 | 1345.6142 | 4196.7596 | -5295.513
11 | 326 | 12 | 10717.8723 | 3879.8257 | 1482.9221 | 16080.62 | 10640.1774 | 2929.4743 | 3866.9578 | 17436.6095 | 1849.2788 | 630.3411 | 1164.6636 | 3644.2835 | -5000.273
11 | 326 | 13 | 10921.4148 | 3977.2567 | 1500.0429 | 16398.7144 | 10775.1383 | 3172.9693 | 4037.5459 | 17985.6535 | 1847.8873 | 627.5581 | 1154.8608 | 3630.3062 | -5217.2453
11 | 326 | 14 | 11480.7976 | 4162.4116 | 1548.3124 | 17191.5216 | 10878.4882 | 3370.3135 | 4141.2194 | 18390.0211 | 2096.9625 | 702.6981 | 1349.6428 | 4149.3034 | -5347.8029
11 | 326 | 15 | 11851.47 | 4309.9241 | 1585.1776 | 17746.5716 | 10862.8762 | 3372.254 | 4238.651 | 18473.7812 | 2282.0295 | 769.4892 | 1395.77 | 4447.2886 | -5174.4982
11 | 326 | 16 | 11808.7495 | 4316.4258 | 1582.0967 | 17707.2721 | 10802.1704 | 3340.2532 | 4263.3913 | 18405.8148 | 1559.8506 | 587.2051 | 627.7737 | 2774.8295 | -3473.3722
11 | 326 | 17 | 11522.9869 | 4225.9472 | 1549.0284 | 17297.9625 | 10802.8863 | 3147.5243 | 4263.3913 | 18213.8018 | 0 | 33.3956 | 0 | 33.3956 | -949.2349
11 | 326 | 18 | 11044.7055 | 4060.7379 | 1497.8258 | 16603.2693 | 10765.9622 | 3372.0375 | 4263.3913 | 18401.391 | 0 | 0 | 0 | 0 | -1798.1217
11 | 326 | 19 | 10386.7741 | 3818.2228 | 1435.0033 | 15640.0003 | 10778.7587 | 3256.5771 | 4263.3913 | 18298.7271 | 0 | 0 | 0 | 0 | -2658.7268
11 | 326 | 20 | 9559.6048 | 3513.1037 | 1368.3005 | 14441.009 | 10731.9182 | 3266.879 | 4263.3913 | 18262.1885 | 0 | 0 | 0 | 0 | -3821.1796
11 | 326 | 21 | 8830.504 | 3235.0733 | 1313.3199 | 13378.8972 | 10397.1958 | 2918.2621 | 4263.3913 | 17578.8491 | 0 | 0 | 0 | 0 | -4199.952
11 | 326 | 22 | 8339.7567 | 3048.6658 | 1274.5758 | 12662.9984 | 10132.4409 | 2455.0705 | 4263.3913 | 16850.9027 | 0 | 0 | 0 | 0 | -4187.9044
11 | 326 | 23 | 8038.3407 | 2943.0407 | 1252.642 | 12234.0233 | 9873.2431 | 2531.8568 | 4263.3913 | 16668.4912 | 0 | 0 | 0 | 0 | -4434.4679
11 | 326 | 24 | 7874.3727 | 2894.6716 | 1235.3873 | 12004.4315 | 9570.0063 | 2404.4664 | 4263.3913 | 16237.864 | 0 | 0 | 0 | 0 | -4233.4324
11 | 327 | 1 | 7833.822 | 2885.1532 | 1232.9294 | 11951.9045 | 9268.5597 | 2449.3148 | 4263.3913 | 15981.2658 | 0 | 0 | 0 | 0 | -4029.3613
11 | 327 | 2 | 8025.8637 | 2947.4819 | 1246.4148 | 12219.7604 | 8942.8827 | 2343.0659 | 4263.3913 | 15549.3399 | 0 | 0 | 0 | 0 | -3329.5794
11 | 327 | 3 | 8595.4151 | 3169.6225 | 1299.3473 | 13064.3849 | 8496.1192 | 2401.6392 | 4263.3913 | 15161.1497 | 0 | 0 | 0 | 0 | -2096.7648
11 | 327 | 4 | 9618.5912 | 3563.3161 | 1384.4978 | 14566.4051 | 7968.3511 | 2335.8101 | 4263.3913 | 14567.5525 | 0 | 0 | 0 | 0 | -1.1474
11 | 327 | 5 | 10253.0769 | 3788.1384 | 1443.2653 | 15484.4807 | 7167.6567 | 2390.0213 | 4211.4357 | 13769.1137 | 0 | 0 | 0 | 0 | 1715.3669
11 | 327 | 6 | 10535.8741 | 3858.9739 | 1484.9144 | 15879.7623 | 6733.6286 | 2134.346 | 4110.1976 | 12978.1722 | 0 | 0 | 0 | 0 | 2901.5901
11 | 327 | 7 | 10627.5618 | 3832.5446 | 1508.0872 | 15968.1935 | 6271.073 | 1596.9684 | 4052.8811 | 11920.9225 | 0 | 0 | 0 | 0 | 4047.2711
11 | 327 | 8 | 10610.8722 | 3813.1706 | 1513.72 | 15937.7628 | 5914.435 | 1201.8688 | 3731.6387 | 10847.9424 | 0 | 0 | 0 | 0 | 5089.8204
11 | 327 | 9 | 10556.346 | 3785.1963 | 1517.6449 | 15859.1872 | 5295.5458 | 1005.1343 | 3498.1901 | 9798.8701 | 1519.4977 | 499.5418 | 961.4285 | 2980.4681 | 3079.849
11 | 327 | 10 | 10438.5031 | 3757.0965 | 1510.6278 | 15706.2274 | 2986.7278 | 151.3814 | 3473.2208 | 6611.33 | 2265.3317 | 763.9233 | 1451.8623 | 4481.1174 | 4613.78
11 | 327 | 11 | 10398.8884 | 3766.2312 | 1503.9621 | 15669.0818 | 1732.5577 | 0 | 3415.2361 | 5147.7939 | 2070.5244 | 701.3066 | 1309.644 | 4081.475 | 6439.8129
11 | 327 | 12 | 10434.9656 | 3783.2596 | 1500.1657 | 15718.3909 | 1248.7181 | 0 | 3384.4248 | 4633.143 | 1797.794 | 612.2518 | 1130.0641 | 3540.1099 | 7545.138
11 | 327 | 13 | 10670.8024 | 3871.0818 | 1508.3997 | 16050.2839 | 1547.0109 | 12.3726 | 3346.1112 | 4905.4947 | 1750.4836 | 595.554 | 1128.4643 | 3474.5019 | 7670.2873
11 | 327 | 14 | 11336.6356 | 4098.963 | 1547.4033 | 16983.0019 | 2082.8218 | 57.9441 | 3202.5703 | 5343.3362 | 1895.1976 | 669.3026 | 1058.0776 | 3622.5778 | 8017.0879
11 | 327 | 15 | 11865.5747 | 4325.2897 | 1586.7507 | 17777.6152 | 2586.5223 | 249.0438 | 3075.9658 | 5911.5319 | 2108.0943 | 726.3533 | 1189.3144 | 4023.762 | 7842.3213
11 | 327 | 16 | 11874.4505 | 4344.7441 | 1578.5022 | 17797.6968 | 3998.3944 | 488.2873 | 3019.3835 | 7506.0652 | 1469.4043 | 548.2437 | 670.7846 | 2688.4326 | 7603.199
11 | 327 | 17 | 11621.5798 | 4271.8007 | 1546.5705 | 17439.9509 | 6540.2345 | 1127.0453 | 3445.8153 | 11113.0951 | 0 | 16.6978 | 0 | 16.6978 | 6310.1581
11 | 327 | 18 | 11152.2381 | 4121.2971 | 1487.6131 | 16761.1483 | 8841.9064 | 1496.5089 | 3712.1838 | 14050.599 | 0 | 0 | 0 | 0 | 2710.5493
11 | 327 | 19 | 10510.9595 | 3894.568 | 1418.309 | 15823.8365 | 9073.1185 | 1818.0698 | 4210.0987 | 15101.287 | 0 | 0 | 0 | 0 | 722.5494
11 | 327 | 20 | 9688.622 | 3593.7366 | 1349.9235 | 14632.2821 | 9580.0434 | 2320.4999 | 4206.2885 | 16106.8317 | 0 | 0 | 0 | 0 | -1474.5497
11 | 327 | 21 | 8960.7513 | 3319.9742 | 1304.3156 | 13585.041 | 9669.8299 | 3182.8242 | 4060.5409 | 16913.195 | 0 | 0 | 0 | 0 | -3328.1539
11 | 327 | 22 | 8477.4907 | 3135.0365 | 1265.6791 | 12878.2063 | 9719.6342 | 2937.0007 | 3942.6395 | 16599.2744 | 0 | 0 | 0 | 0 | -3721.0681
11 | 327 | 23 | 8193.2486 | 3028.9432 | 1236.8577 | 12459.0495 | 9498.1631 | 2860.6907 | 3755.9963 | 16114.8502 | 0 | 0 | 0 | 0 | -3655.8007
11 | 327 | 24 | 8040.1401 | 2975.7206 | 1234.8597 | 12250.7204 | 9144.0541 | 2847.372 | 3529.9906 | 15521.4168 | 0 | 0 | 0 | 0 | -3270.6964
11 | 328 | 1 | 8033.9581 | 2963.4158 | 1237.186 | 12234.5599 | 8818.8646 | 2988.052 | 3206.6949 | 15013.6115 | 0 | 0 | 0 | 0 | -2779.0516
11 | 328 | 2 | 8250.7465 | 3027.3359 | 1256.6944 | 12534.7768 | 8625.8749 | 2990.9626 | 2855.8214 | 14472.6589 | 0 | 0 | 0 | 0 | -1937.8822
11 | 328 | 3 | 8887.7991 | 3252.0421 | 1308.0576 | 13447.8988 | 8460.3883 | 2945.3629 | 2653.3301 | 14059.0812 | 0 | 0 | 0 | 0 | -611.1824
11 | 328 | 4 | 9963.5725 | 3654.9621 | 1404.543 | 15023.0776 | 8281.7062 | 3018.1285 | 2549.3688 | 13849.2035 | 0 | 0 | 0 | 0 | 1173.874
11 | 328 | 5 | 10535.8646 | 3870.8793 | 1451.4508 | 15858.1947 | 7982.1672 | 3090.894 | 2588.2325 | 13661.2936 | 0 | 0 | 0 | 0 | 2196.9011
11 | 328 | 6 | 10653.3072 | 3928.4984 | 1476.7763 | 16058.5819 | 7828.418 | 2725.2112 | 2597.2978 | 13150.927 | 0 | 0 | 0 | 0 | 2907.6549
11 | 328 | 7 | 10542.6382 | 3914.343 | 1478.627 | 15935.6081 | 7689.8487 | 2620.0758 | 2572.1976 | 12882.1221 | 0 | 0 | 0 | 0 | 3053.4861
11 | 328 | 8 | 10470.8786 | 3884.7961 | 1472.2742 | 15827.9488 | 7617.2155 | 2215.5452 | 2576.1326 | 12408.8932 | 0 | 0 | 0 | 0 | 3419.0556
11 | 328 | 9 | 10525.4953 | 3910.4913 | 1466.1055 | 15902.0921 | 7689.2571 | 1611.6405 | 2529.7125 | 11830.61 | 800.1018 | 215.6796 | 731.276 | 1747.0574 | 2324.4246
11 | 328 | 10 | 10565.4288 | 3904.576 | 1464.2211 | 15934.226 | 7173.4591 | 1108.9389 | 2173.4876 | 10455.8856 | 1593.2462 | 612.2518 | 966.1819 | 3171.6799 | 2306.6605
11 | 328 | 11 | 10622.0909 | 3894.8783 | 1457.3725 | 15974.3417 | 5903.3829 | 461.081 | 1618.9335 | 7983.3974 | 1639.1651 | 139.1481 | 984.8753 | 2763.1886 | 5227.7558
11 | 328 | 12 | 10623.9099 | 3893.7979 | 1456.2134 | 15973.9212 | 4913.1688 | 216.9666 | 1346.0178 | 6476.1531 | 1273.2055 | 499.5418 | 888.4509 | 2661.1983 | 6836.5698
11 | 328 | 13 | 10863.6303 | 3953.7927 | 1477.1199 | 16294.5429 | 4393.8111 | 164.5983 | 1222.4289 | 5780.8383 | 1388.6984 | 322.8237 | 866.2081 | 2577.7302 | 7935.9744
11 | 328 | 14 | 11518.0923 | 4188.92 | 1534.5782 | 17241.5905 | 4104.4642 | 107.0587 | 919.8061 | 5131.329 | 1338.6051 | 150.28 | 990.6496 | 2479.5347 | 9630.7268
11 | 328 | 15 | 12001.7635 | 4416.7022 | 1573.0135 | 17991.4792 | 3496.9337 | 112.1 | 877.0475 | 4486.0813 | 1061.7003 | 68.1826 | 1155.6317 | 2285.5146 | 11219.8833
11 | 328 | 16 | 11972.696 | 4434.2776 | 1575.4451 | 17982.4187 | 4046.6896 | 293.8779 | 832.385 | 5172.9526 | 509.2822 | 47.3104 | 648.1459 | 1204.7384 | 11604.7277
11 | 328 | 17 | 11730.4964 | 4348.5324 | 1544.7091 | 17623.7379 | 5503.016 | 590.236 | 1105.4228 | 7198.6748 | 0 | 0 | 0 | 0 | 10425.0631
11 | 328 | 18 | 11278.2287 | 4197.495 | 1494.288 | 16970.0117 | 5436.8236 | 1149.2864 | 1272.3653 | 7858.4753 | 0 | 0 | 0 | 0 | 9111.5364
11 | 328 | 19 | 10624.2537 | 3955.5159 | 1430.462 | 16010.2316 | 6003.6444 | 2174.9738 | 1487.3416 | 9665.9598 | 0 | 0 | 0 | 0 | 6344.2718
11 | 328 | 20 | 9789.5064 | 3640.8629 | 1365.9895 | 14796.3588 | 6837.1272 | 2529.2294 | 1381.8907 | 10748.2473 | 0 | 0 | 0 | 0 | 4048.1114
11 | 328 | 21 | 9022.4512 | 3356.64 | 1315.347 | 13694.4382 | 6623.0767 | 2818.2415 | 1077.9637 | 10519.2819 | 0 | 0 | 0 | 0 | 3175.1564
11 | 328 | 22 | 8522.1517 | 3168.2838 | 1275.8546 | 12966.2902 | 6130.3996 | 2593.7643 | 641.7262 | 9365.8901 | 0 | 0 | 0 | 0 | 3600.4
11 | 328 | 23 | 8233.4109 | 3066.9226 | 1255.1687 | 12555.5021 | 6261.5723 | 2845.6756 | 220.7847 | 9328.0326 | 0 | 0 | 0 | 0 | 3227.4695
11 | 328 | 24 | 8079.1359 | 3011.1991 | 1242.6818 | 12333.0167 | 5867.7174 | 2853.1855 | 12.0681 | 8732.9709 | 0 | 0 | 0 | 0 | 3600.0458
11 | 329 | 1 | 8070.8663 | 3001.9962 | 1241.6631 | 12314.5256 | 5851.9058 | 2635.6204 | 4.8618 | 8492.388 | 0 | 0 | 0 | 0 | 3822.1376
11 | 329 | 2 | 8283.2922 | 3062.608 | 1263.0443 | 12608.9445 | 6292.5993 | 3372.254 | 79.2071 | 9744.0604 | 0 | 0 | 0 | 0 | 2864.8841
11 | 329 | 3 | 8923.667 | 3281.8822 | 1321.1133 | 13526.6626 | 6809.528 | 3372.254 | 207.3483 | 10389.1303 | 0 | 0 | 0 | 0 | 3137.5323
11 | 329 | 4 | 10010.4094 | 3672.9401 | 1419.6355 | 15102.9849 | 7240.284 | 3372.254 | 371.9975 | 10984.5355 | 0 | 0 | 0 | 0 | 4118.4494
11 | 329 | 5 | 10581.5663 | 3876.9192 | 1472.9024 | 15931.3879 | 7514.0333 | 3372.254 | 531.7774 | 11418.0646 | 0 | 0 | 0 | 0 | 4513.3233
11 | 329 | 6 | 10615.4121 | 3880.1097 | 1493.6555 | 15989.1772 | 8198.5204 | 3372.254 | 712.7289 | 12283.5032 | 0 | 0 | 0 | 0 | 3705.674
11 | 329 | 7 | 10494.8328 | 3837.5014 | 1499.0045 | 15831.3387 | 8020.6519 | 3372.254 | 924.5032 | 12317.409 | 0 | 0 | 0 | 0 | 3513.9297
11 | 329 | 8 | 10454.6241 | 3832.968 | 1489.456 | 15777.0482 | 7677.4967 | 3372.254 | 1220.8911 | 12270.6417 | 0 | 0 | 0 | 0 | 3506.4065
11 | 329 | 9 | 10458.0594 | 3781.9751 | 1480.6613 | 15720.6958 | 7178.7978 | 3299.215 | 1332.1211 | 11810.1339 | 978.2114 | 194.8074 | 162.2824 | 1335.3013 | 2575.2606
11 | 329 | 10 | 10408.7288 | 3740.6285 | 1473.2331 | 15622.5903 | 6147.8619 | 2975.5187 | 1147.8825 | 10271.2631 | 271.3389 | 119.6674 | 367.8838 | 758.8901 | 4592.4371
11 | 329 | 11 | 10410.6287 | 3753.1224 | 1466.6824 | 15630.4335 | 4839.8982 | 2247.495 | 915.884 | 8003.2772 | 349.2618 | 186.4585 | 441.4239 | 977.1443 | 6650.0121
11 | 329 | 12 | 10448.1933 | 3766.6191 | 1463.137 | 15677.9495 | 3341.4824 | 1303.6092 | 919.3421 | 5564.4338 | 537.1118 | 360.3937 | 588.8123 | 1486.3178 | 8627.1979
11 | 329 | 13 | 10707.3035 | 3844.576 | 1482.0667 | 16033.9462 | 2308.1812 | 646.5682 | 1031.3579 | 3986.1073 | 560.767 | 182.2841 | 430.7921 | 1173.8432 | 10873.9957
11 | 329 | 14 | 11384.8476 | 4090.4317 | 1539.8584 | 17015.1377 | 1784.4258 | 512.3381 | 909.8967 | 3206.6607 | 485.627 | 505.1078 | 424.5015 | 1415.2362 | 12393.2408
11 | 329 | 15 | 11920.6895 | 4322.1348 | 1588.8868 | 17831.7111 | 1990.9697 | 387.3701 | 965.9891 | 3344.3289 | 666.5196 | 217.0711 | 365.8464 | 1249.4371 | 13237.9451
11 | 329 | 16 | 11916.639 | 4348.1256 | 1591.9594 | 17856.724 | 1995.9568 | 295.9595 | 1222.3557 | 3514.272 | 200.3733 | 94.6207 | 222.7158 | 517.7099 | 13824.7421
11 | 329 | 17 | 11688.5535 | 4278.9156 | 1562.6056 | 17530.0747 | 1895.5684 | 374.6823 | 1941.2872 | 4211.5379 | 0 | 0 | 0 | 0 | 13318.5367
11 | 329 | 18 | 11269.5438 | 4143.0358 | 1516.1503 | 16928.7299 | 1858.0456 | 257.592 | 2605.4526 | 4721.0901 | 0 | 0 | 0 | 0 | 12207.6398
11 | 329 | 19 | 10644.0043 | 3937.3845 | 1449.2799 | 16030.6686 | 1856.3286 | 286.1893 | 2632.1085 | 4774.6264 | 0 | 0 | 0 | 0 | 11256.0422
11 | 329 | 20 | 9841.8155 | 3646.2128 | 1381.4436 | 14869.4719 | 1762.4199 | 397.61 | 2469.5513 | 4629.5813 | 0 | 0 | 0 | 0 | 10239.8906
11 | 329 | 21 | 9110.1226 | 3375.3554 | 1337.302 | 13822.78 | 1667.8583 | 372.7047 | 2096.415 | 4136.978 | 0 | 0 | 0 | 0 | 9685.8019
11 | 329 | 22 | 8600.4461 | 3189.7774 | 1303.0569 | 13093.2804 | 1936.6894 | 280.4512 | 1998.9824 | 4216.123 | 0 | 0 | 0 | 0 | 8877.1574
11 | 329 | 23 | 8331.6174 | 3096.4435 | 1287.224 | 12715.2849 | 1130.3523 | 260.5874 | 1813.3349 | 3204.2745 | 0 | 0 | 0 | 0 | 9511.0104
11 | 329 | 24 | 8206.4233 | 3055.1038 | 1269.9364 | 12531.4634 | 768.816 | 289.3656 | 1888.0197 | 2946.2013 | 0 | 0 | 0 | 0 | 9585.2621
11 | 330 | 1 | 8205.9425 | 3056.8905 | 1264.0918 | 12526.9247 | 395.8758 | 223.047 | 1920.9234 | 2539.8462 | 0 | 0 | 0 | 0 | 9987.0785
11 | 330 | 2 | 8414.0657 | 3134.6727 | 1279.5528 | 12828.2913 | 209.6017 | 181.9876 | 1775.7951 | 2167.3845 | 0 | 0 | 0 | 0 | 10660.9068
11 | 330 | 3 | 9050.8181 | 3352.443 | 1339.5544 | 13742.8156 | 214.3906 | 39.9448 | 1738.5039 | 1992.8393 | 0 | 0 | 0 | 0 | 11749.9762
11 | 330 | 4 | 10137.3856 | 3748.908 | 1442.2711 | 15328.5647 | 373.9103 | 71.1553 | 1421.0539 | 1866.1195 | 0 | 0 | 0 | 0 | 13462.4452
11 | 330 | 5 | 10706.1685 | 3979.6526 | 1489.5222 | 16175.3433 | 558.9713 | 68.448 | 1185.9237 | 1813.343 | 0 | 0 | 0 | 0 | 14362.0002
11 | 330 | 6 | 10755.1185 | 4017.5398 | 1497.3493 | 16270.0076 | 979.5401 | 136.39 | 945.2237 | 2061.1538 | 0 | 0 | 0 | 0 | 14208.8538
11 | 330 | 7 | 10572.926 | 3985.6356 | 1494.9071 | 16053.4688 | 1896.9095 | 322.8638 | 857.2698 | 3077.043 | 0 | 0 | 0 | 0 | 12976.4257
11 | 330 | 8 | 10422.231 | 3976.3337 | 1471.6202 | 15870.1849 | 3186.7114 | 462.1309 | 873.7557 | 4522.598 | 0 | 0 | 0 | 0 | 11347.5869
11 | 330 | 9 | 10444.5044 | 3964.2279 | 1446.2625 | 15854.9947 | 4295.6803 | 438.0264 | 841.9468 | 5575.6535 | 116.8844 | 18.0893 | 355.5226 | 490.4963 | 9788.8449
11 | 330 | 10 | 10554.0705 | 3934.1317 | 1427.8112 | 15916.0135 | 4483.1861 | 377.5332 | 711.5689 | 5572.2881 | 171.1522 | 44.5274 | 640.6839 | 856.3635 | 9487.3618
11 | 330 | 11 | 10676.0737 | 3928.9239 | 1424.208 | 16029.2057 | 4383.6057 | 400.9307 | 709.2683 | 5493.8047 | 175.3267 | 111.3185 | 394.4379 | 681.0831 | 9854.3179
11 | 330 | 12 | 10645.7639 | 3927.6815 | 1426.1859 | 15999.6313 | 4464.4411 | 808.424 | 634.4662 | 5907.3313 | 421.6189 | 76.5315 | 506.627 | 1004.7773 | 9087.5227
11 | 330 | 13 | 10807.5341 | 3969.3231 | 1448.9552 | 16225.8124 | 5156.4146 | 1485.5379 | 603.8088 | 7245.7613 | 311.6918 | 105.7526 | 443.3318 | 860.7762 | 8119.275
11 | 330 | 14 | 11392.8638 | 4171.0738 | 1507.1336 | 17071.0712 | 5952.6597 | 2325.1022 | 693.8924 | 8971.6544 | 139.1481 | 26.4381 | 329.0428 | 494.6291 | 7604.7877
11 | 330 | 15 | 11729.076 | 4315.1981 | 1543.5683 | 17587.8424 | 9004.3293 | 3316.572 | 1039.9494 | 13360.8507 | 194.8074 | 64.0081 | 228.7356 | 487.5512 | 3739.4405
11 | 330 | 16 | 11613.0216 | 4296.4486 | 1548.1564 | 17457.6266 | 9725.6356 | 3372.254 | 1770.306 | 14868.1956 | 64.0081 | 18.0893 | 83.9636 | 166.061 | 2423.3701
11 | 330 | 17 | 11340.4524 | 4189.2237 | 1517.2523 | 17046.9284 | 9766.3867 | 3372.254 | 2703.1909 | 15841.8316 | 0 | 0 | 0 | 0 | 1205.0968
11 | 330 | 18 | 10939.2882 | 4047.4471 | 1473.7143 | 16460.4496 | 9974.7628 | 3372.254 | 3512.8577 | 16859.8745 | 0 | 0 | 0 | 0 | -399.4249
11 | 330 | 19 | 10435.1718 | 3853.0106 | 1424.1326 | 15712.315 | 10242.7921 | 3372.254 | 3704.9024 | 17319.9485 | 0 | 0 | 0 | 0 | -1607.6335
11 | 330 | 20 | 9784.5231 | 3605.7374 | 1372.3351 | 14762.5956 | 10489.0477 | 3372.254 | 3791.9169 | 17653.2186 | 0 | 0 | 0 | 0 | -2890.6229
11 | 330 | 21 | 9099.4596 | 3344.838 | 1322.9378 | 13767.2354 | 10663.3414 | 3372.254 | 3937.9199 | 17973.5153 | 0 | 0 | 0 | 0 | -4206.2799
11 | 330 | 22 | 8575.2442 | 3141.5171 | 1276.0924 | 12992.8537 | 10687.8782 | 3372.254 | 3905.4632 | 17965.5954 | 0 | 0 | 0 | 0 | -4972.7417
11 | 330 | 23 | 8257.7521 | 3031.1196 | 1258.5148 | 12547.3865 | 10650.1413 | 3372.254 | 4245.1438 | 18267.539 | 0 | 0 | 0 | 0 | -5720.1525
11 | 330 | 24 | 8072.7894 | 2973.1326 | 1247.2798 | 12293.2019 | 9653.9265 | 3372.254 | 4263.3913 | 17289.5718 | 0 | 0 | 0 | 0 | -4996.3699
11 | 331 | 1 | 8019.0741 | 2956.2902 | 1242.9883 | 12218.3526 | 9530.0834 | 3372.254 | 4263.3913 | 17165.7287 | 0 | 0 | 0 | 0 | -4947.3761
11 | 331 | 2 | 8100.2095 | 2992.8519 | 1254.1461 | 12347.2075 | 9766.6474 | 3372.254 | 4263.3913 | 17402.2926 | 0 | 0 | 0 | 0 | -5055.0852
11 | 331 | 3 | 8370.4492 | 3088.044 | 1279.4632 | 12737.9564 | 10179.5124 | 3071.6368 | 4263.3913 | 17514.5405 | 0 | 0 | 0 | 0 | -4776.5841
11 | 331 | 4 | 8836.9771 | 3277.8044 | 1325.5139 | 13440.2953 | 9846.5266 | 3098.6503 | 4263.3913 | 17208.5683 | 0 | 0 | 0 | 0 | -3768.273
11 | 331 | 5 | 9315.2535 | 3460.8042 | 1382.0847 | 14158.1425 | 9772.3124 | 2746.4163 | 4263.3913 | 16782.12 | 0 | 0 | 0 | 0 | -2623.9775
11 | 331 | 6 | 9656.8018 | 3569.6708 | 1432.0594 | 14658.532 | 9791.579 | 1361.7427 | 4263.3913 | 15416.7131 | 0 | 0 | 0 | 0 | -758.1811
11 | 331 | 7 | 9741.6821 | 3576.7826 | 1451.5018 | 14769.9665 | 9395.9771 | 2176.5473 | 4263.3913 | 15835.9157 | 0 | 0 | 0 | 0 | -1065.9492
11 | 331 | 8 | 9700.6894 | 3541.4863 | 1441.1647 | 14683.3404 | 8187.9008 | 1928.4584 | 4263.3913 | 14379.7505 | 0 | 0 | 0 | 0 | 303.59
11 | 331 | 9 | 9616.4191 | 3486.522 | 1433.6179 | 14536.559 | 6985.6852 | 2232.2716 | 4263.3913 | 13481.3481 | 214.2881 | 29.2211 | 163.5281 | 407.0373 | 648.1736
11 | 331 | 10 | 9515.307 | 3448.0857 | 1438.8073 | 14402.2 | 6463.0012 | 2548.9742 | 4263.3913 | 13275.3667 | 367.3511 | 108.5356 | 313.3497 | 789.2363 | 337.597
11 | 331 | 11 | 9491.201 | 3434.2934 | 1429.2412 | 14354.7355 | 6835.9694 | 2928.3005 | 4002.5141 | 13766.7841 | 521.8055 | 222.637 | 225.3113 | 969.7538 | -381.8024
11 | 331 | 12 | 9661.1572 | 3477.5067 | 1429.2916 | 14567.9555 | 7407.6692 | 2788.1524 | 4163.6642 | 14359.4859 | 724.9618 | 125.2333 | 400.6126 | 1250.8077 | -1042.3381
11 | 331 | 13 | 9911.8813 | 3578.5241 | 1447.0135 | 14937.4189 | 9481.1305 | 3320.5398 | 4037.3581 | 16839.0284 | 795.9274 | 115.493 | 424.6845 | 1336.1048 | -3237.7143
11 | 331 | 14 | 10633.2597 | 3833.2665 | 1506.3022 | 15972.8284 | 9750.8231 | 3369.3385 | 3514.1269 | 16634.2885 | 826.5399 | 222.637 | 388.573 | 1437.75 | -2099.21
11 | 331 | 15 | 11044.8764 | 4002.547 | 1529.2507 | 16576.6742 | 9738.4175 | 3369.3433 | 3624.416 | 16732.1768 | 1018.5644 | 166.9778 | 458.2304 | 1643.7726 | -1799.2752
11 | 331 | 16 | 10932.875 | 3964.1981 | 1510.3631 | 16407.4362 | 9376.4052 | 3372.254 | 3691.7662 | 16440.4253 | 552.4181 | 44.5274 | 366.0176 | 962.9631 | -995.9522
11 | 331 | 17 | 10704.0888 | 3865.5833 | 1483.5282 | 16053.2003 | 9738.3013 | 3372.254 | 3787.5246 | 16898.0799 | 0 | 0 | 0 | 0 | -844.8795
11 | 331 | 18 | 10402.7793 | 3765.8525 | 1455.2477 | 15623.8796 | 10566.3539 | 3372.254 | 4078.5966 | 18017.2045 | 0 | 0 | 0 | 0 | -2393.3249
11 | 331 | 19 | 9960.3123 | 3624.6096 | 1409.3439 | 14994.2659 | 10110.6565 | 3372.254 | 4209.129 | 17692.0394 | 0 | 0 | 0 | 0 | -2697.7736
11 | 331 | 20 | 9376.619 | 3425.8742 | 1361.4963 | 14163.9896 | 9174.5654 | 3372.254 | 4049.0506 | 16595.87 | 0 | 0 | 0 | 0 | -2431.8804
11 | 331 | 21 | 8781.4897 | 3212.5618 | 1319.4863 | 13313.5378 | 8364.3438 | 3310.1607 | 3867.6448 | 15542.1494 | 0 | 0 | 0 | 0 | -2228.6115
11 | 331 | 22 | 8295.9437 | 3034.7658 | 1281.6443 | 12612.3538 | 8243.3267 | 3067.609 | 3780.0248 | 15090.9605 | 0 | 0 | 0 | 0 | -2478.6067
11 | 331 | 23 | 7977.0738 | 2914.8265 | 1255.8875 | 12147.7878 | 8100.1002 | 2793.4113 | 3634.9474 | 14528.4589 | 0 | 0 | 0 | 0 | -2380.6711
11 | 331 | 24 | 7782.7291 | 2844.0374 | 1241.9838 | 11868.7503 | 8360.0771 | 2705.9536 | 3625.1617 | 14691.1924 | 0 | 0 | 0 | 0 | -2822.4421
11 | 332 | 1 | 7695.0744 | 2809.937 | 1241.213 | 11746.2243 | 8380.4087 | 2611.4955 | 3640.1468 | 14632.051 | 0 | 0 | 0 | 0 | -2885.8267
11 | 332 | 2 | 7710.2831 | 2806.2897 | 1238.5215 | 11755.0944 | 8450.6108 | 2604.9296 | 3279.647 | 14335.1874 | 0 | 0 | 0 | 0 | -2580.0931
11 | 332 | 3 | 7874.7741 | 2859.8786 | 1254.5767 | 11989.2293 | 8988.3629 | 2620.6558 | 2995.2739 | 14604.2926 | 0 | 0 | 0 | 0 | -2615.0633
11 | 332 | 4 | 8213.6304 | 2970.5981 | 1292.4227 | 12476.6512 | 8994.1242 | 2508.2657 | 3158.0189 | 14660.4087 | 0 | 0 | 0 | 0 | -2183.7575
11 | 332 | 5 | 8646.8723 | 3123.9855 | 1350.0226 | 13120.8804 | 9074.3324 | 2592.3697 | 2955.3062 | 14622.0083 | 0 | 0 | 0 | 0 | -1501.1279
11 | 332 | 6 | 9252.2792 | 3334.9526 | 1409.2848 | 13996.5166 | 9023.2027 | 2763.277 | 2692.0315 | 14478.5112 | 0 | 0 | 0 | 0 | -481.9946
11 | 332 | 7 | 9773.8829 | 3518.7662 | 1461.1535 | 14753.8025 | 8878.7969 | 3060.9512 | 2399.4296 | 14339.1777 | 0 | 0 | 0 | 0 | 414.6248
11 | 332 | 8 | 10046.7256 | 3623.1114 | 1485.2286 | 15155.0656 | 8757.4605 | 2888.971 | 2182.1581 | 13828.5896 | 0 | 0 | 0 | 0 | 1326.476
11 | 332 | 9 | 10203.2743 | 3662.3928 | 1488.0264 | 15353.6936 | 8649.1237 | 2747.4642 | 1757.086 | 13153.6739 | 783.404 | 32.0041 | 388.5685 | 1203.9766 | 996.0431
11 | 332 | 10 | 10257.449 | 3689.2733 | 1486.6246 | 15433.3469 | 8445.3881 | 2673.132 | 1719.3811 | 12837.9012 | 1376.1751 | 73.7485 | 484.4466 | 1934.3702 | 661.0754
11 | 332 | 11 | 10228.7019 | 3682.1411 | 1481.4545 | 15392.2975 | 8325.6705 | 2765.3368 | 1435.8298 | 12526.837 | 1395.6559 | 172.5437 | 830.4463 | 2398.6458 | 466.8146
11 | 332 | 12 | 10217.1817 | 3675.3187 | 1484.7421 | 15377.2425 | 8592.8265 | 2910.4613 | 875.2332 | 12378.521 | 1199.4569 | 132.1907 | 675.4592 | 2007.1068 | 991.6147
11 | 332 | 13 | 10352.2314 | 3718.0192 | 1503.276 | 15573.5266 | 8997.0931 | 3203.1312 | 862.6821 | 13062.9064 | 974.037 | 168.3692 | 591.3243 | 1733.7306 | 776.8897
11 | 332 | 14 | 10879.9994 | 3918.371 | 1543.6888 | 16342.0592 | 9458.8813 | 3217.0209 | 1168.2462 | 13844.1484 | 875.2418 | 137.7567 | 510.4979 | 1523.4964 | 974.4144
11 | 332 | 15 | 11171.5634 | 4062.1261 | 1562.0675 | 16795.7569 | 9901.2043 | 3372.254 | 1334.5737 | 14608.032 | 1299.6437 | 26.4381 | 386.4523 | 1712.5341 | 475.1909
11 | 332 | 16 | 11009.966 | 4020.6994 | 1537.4704 | 16568.1358 | 10441.8476 | 3372.254 | 1506.1013 | 15320.2029 | 562.1585 | 20.8722 | 66.291 | 649.3217 | 598.6111
11 | 332 | 17 | 10708.1175 | 3915.9335 | 1498.5484 | 16122.5995 | 10630.5951 | 3372.254 | 1692.5613 | 15695.4104 | 0 | 0 | 0 | 0 | 427.1891
11 | 332 | 18 | 10323.1492 | 3778.4582 | 1449.7213 | 15551.3287 | 10837.1913 | 3372.254 | 2627.5169 | 16836.9622 | 0 | 0 | 0 | 0 | -1285.6335
11 | 332 | 19 | 9713.2322 | 3560.7936 | 1381.8674 | 14655.8932 | 10939.0233 | 3372.254 | 3113.5317 | 17424.809 | 0 | 0 | 0 | 0 | -2768.9158
11 | 332 | 20 | 8994.9904 | 3293.4063 | 1325.5107 | 13613.9074 | 10791.8328 | 3372.254 | 2821.219 | 16985.3057 | 0 | 0 | 0 | 0 | -3371.3983
11 | 332 | 21 | 8334.427 | 3044.7879 | 1287.5136 | 12666.7286 | 10810.6208 | 3372.254 | 2832.9017 | 17015.7765 | 0 | 0 | 0 | 0 | -4349.0479
11 | 332 | 22 | 7887.6107 | 2877.6544 | 1262.8137 | 12028.0788 | 10889.8787 | 3372.254 | 3219.4989 | 17481.6316 | 0 | 0 | 0 | 0 | -5453.5528
11 | 332 | 23 | 7609.8831 | 2771.9524 | 1240.5996 | 11622.4352 | 10932.549 | 3372.254 | 3713.8169 | 18018.6199 | 0 | 0 | 0 | 0 | -6396.1847
11 | 332 | 24 | 7465.0296 | 2714.4362 | 1229.6368 | 11409.1026 | 10933.7178 | 3372.254 | 3977.0529 | 18283.0247 | 0 | 0 | 0 | 0 | -6873.9221
11 | 333 | 1 | 7450.1987 | 2699.8107 | 1230.9258 | 11380.9352 | 10925.4871 | 3372.254 | 3954.7834 | 18252.5245 | 0 | 0 | 0 | 0 | -6871.5893
11 | 333 | 2 | 7663.1135 | 2762.5322 | 1254.4377 | 11680.0834 | 10951.8717 | 3372.254 | 4221.3055 | 18545.4312 | 0 | 0 | 0 | 0 | -6865.3478
11 | 333 | 3 | 8297.9873 | 2972.6111 | 1313.3431 | 12583.9414 | 10950.7491 | 3372.254 | 4240.3049 | 18563.3079 | 0 | 0 | 0 | 0 | -5979.3665
11 | 333 | 4 | 9418.7372 | 3368.2848 | 1416.5601 | 14203.5821 | 10954.1924 | 3372.254 | 4165.4731 | 18491.9195 | 0 | 0 | 0 | 0 | -4288.3374
11 | 333 | 5 | 10096.6754 | 3611.6653 | 1473.5024 | 15181.8431 | 10937.3785 | 3372.254 | 4263.2746 | 18572.9071 | 0 | 0 | 0 | 0 | -3391.064
11 | 333 | 6 | 10273.1295 | 3654.0044 | 1498.7476 | 15425.8816 | 10868.6934 | 3372.254 | 4260.6887 | 18501.6361 | 0 | 0 | 0 | 0 | -3075.7545
11 | 333 | 7 | 10116.2209 | 3623.2023 | 1500.7344 | 15240.1576 | 10909.6833 | 3370.859 | 4258.6046 | 18539.1469 | 0 | 0 | 0 | 0 | -3298.9893
11 | 333 | 8 | 9951.665 | 3559.1334 | 1490.3009 | 15001.0992 | 10911.0071 | 3372.254 | 4263.3913 | 18546.6524 | 0 | 0 | 0 | 0 | -3545.5531
11 | 333 | 9 | 9992.1057 | 3582.4515 | 1477.8324 | 15052.3897 | 10748.3393 | 3372.254 | 4234.0112 | 18354.6045 | 1111.7936 | 392.3978 | 347.845 | 1852.0364 | -5154.2512
11 | 333 | 10 | 9996.8587 | 3585.8281 | 1466.5953 | 15049.282 | 10517.9841 | 3368.3336 | 4149.1724 | 18035.49 | 1807.5343 | 679.0429 | 625.9492 | 3112.5265 | -6098.7345
11 | 333 | 11 | 10054.12 | 3585.2545 | 1459.6416 | 15099.0161 | 10314.8094 | 3372.254 | 4140.947 | 17828.0104 | 1462.4469 | 473.1037 | 515.7975 | 2451.3482 | -5180.3424
11 | 333 | 12 | 10108.6994 | 3608.5697 | 1460.4537 | 15177.7228 | 10354.7103 | 3372.254 | 4134.4702 | 17861.4346 | 1163.2784 | 340.9129 | 697.7854 | 2201.9768 | -4885.6885
11 | 333 | 13 | 10315.6463 | 3678.7232 | 1474.8583 | 15469.2278 | 10488.5714 | 3372.254 | 4200.1284 | 18060.9537 | 894.7225 | 318.6492 | 545.0766 | 1758.4484 | -4350.1743
11 | 333 | 14 | 11019.7345 | 3924.0514 | 1533.6556 | 16477.4414 | 10487.8542 | 3372.254 | 4256.6789 | 18116.7871 | 1083.964 | 342.3044 | 665.0565 | 2091.325 | -3730.6706
11 | 333 | 15 | 11594.2761 | 4162.2516 | 1578.7907 | 17335.3183 | 10121.5473 | 3372.254 | 4263.3913 | 17757.1926 | 1487.4936 | 247.6837 | 699.8644 | 2435.0417 | -2856.916
11 | 333 | 16 | 11646.4496 | 4206.6555 | 1590.2675 | 17443.3725 | 10068.6334 | 3372.254 | 4263.3913 | 17704.2786 | 630.3411 | 493.9759 | 368.8214 | 1493.1383 | -1754.0445
11 | 333 | 17 | 11410.8579 | 4125.1963 | 1562.1198 | 17098.174 | 10246.8286 | 3372.254 | 4263.3913 | 17882.4739 | 0 | 0 | 0 | 0 | -784.2999
11 | 333 | 18 | 10954.0856 | 3969.456 | 1507.1059 | 16430.6475 | 10193.6439 | 2841.5508 | 4263.3191 | 17298.5138 | 0 | 0 | 0 | 0 | -867.8662
11 | 333 | 19 | 10298.3575 | 3734.9423 | 1448.7041 | 15482.004 | 10058.2649 | 2857.0741 | 4263.3861 | 17178.7251 | 0 | 0 | 0 | 0 | -1696.7212
11 | 333 | 20 | 9460.4575 | 3434.225 | 1377.517 | 14272.1996 | 10057.4223 | 2722.971 | 4263.137 | 17043.5304 | 0 | 0 | 0 | 0 | -2771.3308
11 | 333 | 21 | 8727.455 | 3161.5595 | 1322.5449 | 13211.5595 | 9420.3052 | 2450.6709 | 4243.9078 | 16114.8839 | 0 | 0 | 0 | 0 | -2903.3244
11 | 333 | 22 | 8225.9268 | 2974.7489 | 1289.6808 | 12490.3565 | 9023.0019 | 2155.9447 | 4175.7767 | 15354.7233 | 0 | 0 | 0 | 0 | -2864.3669
11 | 333 | 23 | 7969.3976 | 2881.5029 | 1265.7071 | 12116.6076 | 8823.8306 | 1791.0908 | 4010.5666 | 14625.488 | 0 | 0 | 0 | 0 | -2508.8804
11 | 333 | 24 | 7875.7476 | 2838.4969 | 1255.7191 | 11969.9636 | 8407.588 | 1524.5903 | 3931.6926 | 13863.8708 | 0 | 0 | 0 | 0 | -1893.9073
11 | 334 | 1 | 7894.8737 | 2843.0009 | 1258.6756 | 11996.5502 | 7915.0408 | 1483.193 | 3756.6186 | 13154.8523 | 0 | 0 | 0 | 0 | -1158.3021
11 | 334 | 2 | 8141.7699 | 2929.1284 | 1286.5126 | 12357.4109 | 7525.9315 | 1592.5796 | 3346.6718 | 12465.183 | 0 | 0 | 0 | 0 | -107.772
11 | 334 | 3 | 8818.2166 | 3164.1741 | 1349.2065 | 13331.5972 | 7236.5414 | 1491.0289 | 3145.8182 | 11873.3885 | 0 | 0 | 0 | 0 | 1458.2087
11 | 334 | 4 | 9994.0972 | 3586.1525 | 1449.2307 | 15029.4805 | 6960.0968 | 1419.2974 | 2966.4295 | 11345.8236 | 0 | 0 | 0 | 0 | 3683.6568
11 | 334 | 5 | 10644.3032 | 3826.4589 | 1503.8197 | 15974.5818 | 6498.208 | 1416.7421 | 2655.6914 | 10570.6415 | 0 | 0 | 0 | 0 | 5403.9403
11 | 334 | 6 | 10766.1719 | 3885.0539 | 1522.8484 | 16174.0743 | 5896.4585 | 1260.0185 | 2664.9048 | 9821.3818 | 0 | 0 | 0 | 0 | 6352.6925
11 | 334 | 7 | 10618.6403 | 3848.7018 | 1522.3389 | 15989.6809 | 5301.8599 | 1094.3183 | 2459.7877 | 8855.9659 | 0 | 0 | 0 | 0 | 7133.715
11 | 334 | 8 | 10397.0766 | 3742.286 | 1520.6898 | 15660.0525 | 4675.8996 | 732.4034 | 2263.3346 | 7671.6376 | 0 | 0 | 0 | 0 | 7988.4149
11 | 334 | 9 | 10249.7588 | 3668.316 | 1509.0447 | 15427.1195 | 3621.9662 | 379.1545 | 1979.7502 | 5980.8709 | 1125.7085 | 363.1767 | 407.2665 | 1896.1516 | 7550.097
11 | 334 | 10 | 10170.7048 | 3627.7624 | 1493.2819 | 15291.7491 | 1539.5104 | 119.131 | 1095.1754 | 2753.8168 | 1966.1632 | 549.6352 | 1018.7338 | 3534.5322 | 9003.4
11 | 334 | 11 | 10228.0268 | 3652.5223 | 1486.667 | 15367.2161 | 476.5765 | 77.835 | 628.5139 | 1182.9254 | 1788.0536 | 240.7263 | 1142.1499 | 3170.9297 | 11013.3609
11 | 334 | 12 | 10429.5715 | 3705.6659 | 1497.2903 | 15632.5276 | 190.6121 | 26.6759 | 492.9754 | 710.2634 | 1373.3921 | 157.2374 | 986.3919 | 2517.0214 | 12405.2428
11 | 334 | 13 | 10880.4458 | 3827.3233 | 1522.0726 | 16229.8418 | 214.1564 | 3.8181 | 416.3619 | 634.3364 | 923.9437 | 115.493 | 924.692 | 1964.1286 | 13631.3768
11 | 334 | 14 | 11737.1524 | 4133.1011 | 1586.1775 | 17456.4309 | 293.5641 | 12.9638 | 326.9877 | 633.5156 | 598.337 | 65.3996 | 1008.2968 | 1672.0334 | 15150.8819
11 | 334 | 15 | 12394.4464 | 4430.1264 | 1638.9662 | 18463.5391 | 412.2433 | 18.5722 | 267.2223 | 698.0378 | 505.1077 | 27.8296 | 1003.914 | 1536.8513 | 16228.6499
11 | 334 | 16 | 12454.3919 | 4482.6799 | 1645.7763 | 18582.8481 | 506.5977 | 0.71466 | 292.8632 | 800.1756 | 294.9941 | 2.783 | 570.2854 | 868.0625 | 16914.61
11 | 334 | 17 | 12264.0651 | 4419.6634 | 1616.4235 | 18300.1521 | 617.6082 | 3.3995 | 418.0777 | 1039.0855 | 0 | 0 | 0 | 0 | 17261.0666
11 | 334 | 18 | 11834.2053 | 4285.3689 | 1566.2165 | 17685.7908 | 878.5852 | 5.6319 | 574.848 | 1459.0651 | 0 | 0 | 0 | 0 | 16226.7256
11 | 334 | 19 | 11173.0929 | 4059.8769 | 1500.6224 | 16733.5921 | 1185.4957 | 12.9367 | 714.5901 | 1913.0225 | 0 | 0 | 0 | 0 | 14820.5696
11 | 334 | 20 | 10303.2918 | 3753.4989 | 1434.2165 | 15491.0071 | 1344.2374 | 10.4707 | 798.4536 | 2153.1616 | 0 | 0 | 0 | 0 | 13337.8455
11 | 334 | 21 | 9549.2776 | 3473.3467 | 1371.5184 | 14394.1427 | 1537.115 | 62.9311 | 871.1895 | 2471.2357 | 0 | 0 | 0 | 0 | 11922.907
11 | 334 | 22 | 9073.3737 | 3291.2186 | 1337.0014 | 13701.5938 | 1717.8397 | 151.5142 | 1056.6256 | 2925.9794 | 0 | 0 | 0 | 0 | 10775.6144
11 | 334 | 23 | 8810.3753 | 3200.8174 | 1313.9298 | 13325.1225 | 2075.7184 | 231.8002 | 1286.7294 | 3594.248 | 0 | 0 | 0 | 0 | 9730.8745
11 | 334 | 24 | 8687.8022 | 3164.5323 | 1305.2676 | 13157.6021 | 2725.0023 | 363.2154 | 1370.5202 | 4458.7379 | 0 | 0 | 0 | 0 | 8698.8642
12 | 335 | 1 | 8685.1293 | 3162.1094 | 1305.891 | 13153.1298 | 3289.0987 | 595.6292 | 1347.6163 | 5232.3441 | 0 | 0 | 0 | 0 | 7920.7857
12 | 335 | 2 | 8934.0971 | 3241.7577 | 1324.3482 | 13500.2029 | 3857.1543 | 885.5868 | 1427.7508 | 6170.492 | 0 | 0 | 0 | 0 | 7329.7109
12 | 335 | 3 | 9610.9547 | 3485.1829 | 1388.0282 | 14484.1658 | 4739.1083 | 1243.65 | 1522.0925 | 7504.8508 | 0 | 0 | 0 | 0 | 6979.3149
12 | 335 | 4 | 10740.196 | 3896.3056 | 1488.5774 | 16125.079 | 5394.7392 | 1550.609 | 1489.7182 | 8435.0664 | 0 | 0 | 0 | 0 | 7690.0126
12 | 335 | 5 | 11340.0597 | 4131.819 | 1542.6312 | 17014.5099 | 5624.0337 | 1691.1788 | 1294.2964 | 8609.5089 | 0 | 0 | 0 | 0 | 8405.001
12 | 335 | 6 | 11296.5042 | 4126.0523 | 1553.9067 | 16976.4632 | 5564.3214 | 2087.6608 | 1293.8322 | 8945.8144 | 0 | 0 | 0 | 0 | 8030.6488
12 | 335 | 7 | 11050.5995 | 4030.2246 | 1548.7278 | 16629.5519 | 5630.6522 | 2214.1347 | 1184.8499 | 9029.6368 | 0 | 0 | 0 | 0 | 7599.9152
12 | 335 | 8 | 10792.4298 | 3939.7891 | 1532.3392 | 16264.5581 | 5715.5907 | 1683.9161 | 1085.3176 | 8484.8245 | 0 | 0 | 0 | 0 | 7779.7336
12 | 335 | 9 | 10623.3596 | 3878.5913 | 1510.5247 | 16012.4756 | 5235.4098 | 718.1916 | 929.0521 | 6882.6535 | 1142.4062 | 368.7425 | 377.5408 | 1888.6896 | 7241.1325
12 | 335 | 10 | 10558.96 | 3847.279 | 1501.8776 | 15908.1167 | 2700.6248 | 296.4211 | 887.7247 | 3884.7706 | 1978.6865 | 670.694 | 589.8912 | 3239.2717 | 8784.0743
12 | 335 | 11 | 10705.2323 | 3886.7792 | 1505.1745 | 16097.186 | 1331.8308 | 65.5918 | 855.864 | 2253.2865 | 1839.5384 | 633.1241 | 717.7661 | 3190.4286 | 10653.4709
12 | 335 | 12 | 10904.8916 | 3927.9678 | 1515.1975 | 16348.0569 | 530.5431 | 9.9659 | 763.8501 | 1304.359 | 1600.2036 | 549.6352 | 741.088 | 2890.9268 | 12152.7711
12 | 335 | 13 | 11238.3632 | 4019.987 | 1540.6368 | 16798.9871 | 212.3045 | 4.9907 | 591.5209 | 808.8162 | 1583.5058 | 467.5377 | 773.9626 | 2825.0062 | 13165.1647
12 | 335 | 14 | 11987.8585 | 4267.9162 | 1605.1872 | 17860.9618 | 98.3593 | 0 | 424.78 | 523.1393 | 1779.7047 | 569.1159 | 796.7264 | 3145.547 | 14192.2755
12 | 335 | 15 | 12466.8659 | 4482.6435 | 1654.7939 | 18604.3033 | 49.3174 | 0 | 296.2739 | 345.5913 | 1569.591 | 495.3674 | 788.2778 | 2853.2362 | 15405.4758
12 | 335 | 16 | 12458.6062 | 4504.4976 | 1658.0445 | 18621.1483 | 52.6729 | 0 | 233.5262 | 286.1991 | 795.9274 | 301.9515 | 398.7926 | 1496.6714 | 16838.2778
12 | 335 | 17 | 12237.7898 | 4440.0093 | 1627.9923 | 18305.7914 | 72.9901 | 1.4688 | 243.6274 | 318.0863 | 0 | 0 | 0 | 0 | 17987.7051
12 | 335 | 18 | 11796.5436 | 4308.4764 | 1579.9633 | 17684.9832 | 152.8311 | 80.1913 | 214.2681 | 447.2905 | 0 | 0 | 0 | 0 | 17237.6927
12 | 335 | 19 | 11128.3674 | 4079.3587 | 1510.0522 | 16717.7783 | 339.1303 | 214.577 | 114.9261 | 668.6334 | 0 | 0 | 0 | 0 | 16049.145
12 | 335 | 20 | 10244.2852 | 3776.1957 | 1445.6162 | 15466.0971 | 560.0436 | 367.9153 | 63.7099 | 991.6688 | 0 | 0 | 0 | 0 | 14474.4283
12 | 335 | 21 | 9460.4115 | 3491.2477 | 1393.4029 | 14345.0621 | 955.8406 | 379.121 | 49.0792 | 1384.0409 | 0 | 0 | 0 | 0 | 12961.0212
12 | 335 | 22 | 8942.7817 | 3312.6242 | 1353.64 | 13609.046 | 1631.7933 | 714.3314 | 2.045 | 2348.1696 | 0 | 0 | 0 | 0 | 11260.8763
12 | 335 | 23 | 8656.3546 | 3221.0504 | 1331.9922 | 13209.3972 | 2798.528 | 890.097 | 18.8127 | 3707.4377 | 0 | 0 | 0 | 0 | 9501.9596
12 | 335 | 24 | 8518.9623 | 3173.1704 | 1318.2747 | 13010.4074 | 3661.0645 | 1167.7472 | 169.1944 | 4998.0062 | 0 | 0 | 0 | 0 | 8012.4013
12 | 336 | 1 | 8509.7063 | 3172.3279 | 1316.9386 | 12998.9728 | 4265.7146 | 1484.1129 | 401.8902 | 6151.7177 | 0 | 0 | 0 | 0 | 6847.2551
12 | 336 | 2 | 8748.6971 | 3255.6606 | 1337.2611 | 13341.6187 | 4985.5244 | 1604.8401 | 594.8228 | 7185.1873 | 0 | 0 | 0 | 0 | 6156.4314
12 | 336 | 3 | 9419.0557 | 3494.3225 | 1396.4683 | 14309.8465 | 5658.698 | 1779.8895 | 772.5178 | 8211.1053 | 0 | 0 | 0 | 0 | 6098.7412
12 | 336 | 4 | 10585.6418 | 3902.5798 | 1500.6774 | 15988.899 | 5862.7097 | 1592.5739 | 860.5111 | 8315.7947 | 0 | 0 | 0 | 0 | 7673.1043
12 | 336 | 5 | 11182.6151 | 4125.8449 | 1548.0136 | 16856.4736 | 6556.1951 | 1978.8983 | 1087.8748 | 9622.9682 | 0 | 0 | 0 | 0 | 7233.5054
12 | 336 | 6 | 11174.4306 | 4114.1195 | 1555.3976 | 16843.9476 | 7562.3236 | 2259.3184 | 1359.9308 | 11181.5727 | 0 | 0 | 0 | 0 | 5662.3749
12 | 336 | 7 | 11004.9619 | 4031.0207 | 1547.9015 | 16583.884 | 8550.3837 | 2797.0002 | 1556.4485 | 12903.8324 | 0 | 0 | 0 | 0 | 3680.0516
12 | 336 | 8 | 10793.7249 | 3950.5566 | 1537.1736 | 16281.4551 | 8747.6862 | 2486.8085 | 1984.0513 | 13218.5459 | 0 | 0 | 0 | 0 | 3062.9092
12 | 336 | 9 | 10664.7296 | 3902.1472 | 1514.2345 | 16081.1113 | 9342.5983 | 2520.3699 | 2093.9294 | 13956.8976 | 33.3956 | 30.6126 | 56.5507 | 120.5588 | 2003.6549
12 | 336 | 10 | 10621.8183 | 3835.5664 | 1500.061 | 15957.4457 | 9604.1964 | 2388.4992 | 2193.8295 | 14186.5251 | 153.063 | 50.0933 | 149.0923 | 352.2486 | 1418.672
12 | 336 | 11 | 10708.1841 | 3842.4218 | 1498.8855 | 16049.4914 | 9817.8396 | 2361.8328 | 2537.3962 | 14717.0686 | 359.0022 | 57.0507 | 413.0317 | 829.0847 | 503.3381
12 | 336 | 12 | 10827.9782 | 3862.1184 | 1496.8726 | 16186.9693 | 9696.1606 | 2059.1939 | 2842.4456 | 14597.8001 | 491.193 | 122.4504 | 584.1378 | 1197.7811 | 391.3881
12 | 336 | 13 | 11112.5326 | 3969.8473 | 1518.474 | 16600.8539 | 9404.3193 | 1372.9621 | 3453.0407 | 14230.3222 | 478.6696 | 144.7141 | 555.9584 | 1179.3421 | 1191.1896
12 | 336 | 14 | 11835.1719 | 4240.0647 | 1583.6959 | 17658.9325 | 8755.8966 | 965.1478 | 3919.572 | 13640.6164 | 329.7811 | 73.7485 | 403.4417 | 806.9713 | 3211.3448
12 | 336 | 15 | 12318.1901 | 4447.208 | 1622.4335 | 18387.8316 | 8254.5515 | 848.6759 | 3821.4222 | 12924.6496 | 385.4403 | 68.1826 | 369.4836 | 823.1065 | 4640.0755
12 | 336 | 16 | 12335.027 | 4478.526 | 1630.3949 | 18443.9479 | 6744.2924 | 804.6979 | 3605.7302 | 11154.7205 | 908.6374 | 416.0529 | 237.2974 | 1561.9877 | 5727.2397
12 | 336 | 17 | 12117.8044 | 4409.2387 | 1601.7499 | 18128.793 | 6080.2045 | 793.2737 | 3476.2367 | 10349.715 | 0 | 0 | 0 | 0 | 7779.078
12 | 336 | 18 | 11681.9679 | 4268.5753 | 1554.0947 | 17504.638 | 5383.2879 | 692.2111 | 3819.3568 | 9894.8558 | 0 | 0 | 0 | 0 | 7609.7822
12 | 336 | 19 | 11038.9626 | 4035.3454 | 1484.9939 | 16559.3018 | 5652.1383 | 644.13 | 3718.7047 | 10014.9731 | 0 | 0 | 0 | 0 | 6544.3288
12 | 336 | 20 | 10164.2288 | 3722.3339 | 1415.9483 | 15302.511 | 6105.7266 | 942.8043 | 3382.9043 | 10431.4352 | 0 | 0 | 0 | 0 | 4871.0758
12 | 336 | 21 | 9379.4129 | 3418.0761 | 1364.9758 | 14162.4648 | 6463.1488 | 1274.0654 | 2877.4588 | 10614.673 | 0 | 0 | 0 | 0 | 3547.7918
12 | 336 | 22 | 8833.2596 | 3213.4178 | 1319.9034 | 13366.5809 | 6860.557 | 1498.1237 | 2258.5434 | 10617.224 | 0 | 0 | 0 | 0 | 2749.3568
12 | 336 | 23 | 8531.6791 | 3088.5287 | 1305.0798 | 12925.2877 | 6942.257 | 1636.9068 | 1325.826 | 9904.9899 | 0 | 0 | 0 | 0 | 3020.2978
12 | 336 | 24 | 8363.7528 | 3035.7272 | 1292.2679 | 12691.748 | 6386.969 | 1726.2881 | 1806.89 | 9920.147 | 0 | 0 | 0 | 0 | 2771.601
12 | 337 | 1 | 8344.326 | 3033.3973 | 1289.1981 | 12666.9214 | 6348.6511 | 1855.4267 | 2326.7643 | 10530.8421 | 0 | 0 | 0 | 0 | 2136.0793
12 | 337 | 2 | 8549.9026 | 3101.8617 | 1302.2962 | 12954.0605 | 6383.3408 | 1842.7601 | 2501.1113 | 10727.2122 | 0 | 0 | 0 | 0 | 2226.8483
12 | 337 | 3 | 9204.2749 | 3330.9441 | 1362.2256 | 13897.4446 | 6667.359 | 1982.7368 | 2531.154 | 11181.2498 | 0 | 0 | 0 | 0 | 2716.1948
12 | 337 | 4 | 10323.7748 | 3728.5251 | 1457.5924 | 15509.8924 | 6877.1499 | 2011.9131 | 2385.2613 | 11274.3244 | 0 | 0 | 0 | 0 | 4235.568
12 | 337 | 5 | 10932.6804 | 3957.7345 | 1502.4027 | 16392.8176 | 7440.2217 | 2306.2598 | 2294.0966 | 12040.5781 | 0 | 0 | 0 | 0 | 4352.2395
12 | 337 | 6 | 10972.5391 | 3974.6133 | 1529.3237 | 16476.4761 | 8287.9345 | 2814.3786 | 2157.0135 | 13259.3266 | 0 | 0 | 0 | 0 | 3217.1495
12 | 337 | 7 | 10756.4173 | 3906.5684 | 1527.6658 | 16190.6514 | 9152.4231 | 2748.1907 | 1855.6007 | 13756.2144 | 0 | 0 | 0 | 0 | 2434.437
12 | 337 | 8 | 10534.7164 | 3837.5269 | 1512.7676 | 15885.0109 | 9462.2055 | 2734.6639 | 1714.4143 | 13911.2837 | 0 | 0 | 0 | 0 | 1973.7271
12 | 337 | 9 | 10331.1518 | 3777.9604 | 1479.5471 | 15588.6592 | 9903.1976 | 2923.0049 | 1482.9601 | 14309.1627 | 653.9963 | 182.2841 | 442.0861 | 1278.3665 | 1.1301
12 | 337 | 10 | 10237.7581 | 3743.5586 | 1472.9774 | 15454.294 | 9977.4067 | 2807.4606 | 1860.4388 | 14645.3061 | 1678.1266 | 612.2518 | 621.9324 | 2912.3108 | -2103.3228
12 | 337 | 11 | 10314.964 | 3758.0564 | 1477.6513 | 15550.6717 | 10156.1435 | 3026.0745 | 2172.6467 | 15354.8647 | 1685.084 | 599.7285 | 884.5519 | 3169.3643 | -2973.5573
12 | 337 | 12 | 10520.9075 | 3791.9834 | 1485.8783 | 15798.7692 | 9914.1145 | 2768.2672 | 2624.7809 | 15307.1627 | 1337.2136 | 525.98 | 664.0401 | 2527.2337 | -2035.6272
12 | 337 | 13 | 10943.3644 | 3904.8231 | 1509.5666 | 16357.7541 | 9848.5458 | 2599.2994 | 2585.5651 | 15033.4103 | 1195.2825 | 210.1137 | 605.5354 | 2010.9315 | -686.5878
12 | 337 | 14 | 11736.7477 | 4177.4467 | 1569.3492 | 17483.5436 | 10147.0045 | 2866.9633 | 2800.5754 | 15814.5432 | 1125.7084 | 503.7162 | 677.8299 | 2307.2546 | -638.2542
12 | 337 | 15 | 12230.8178 | 4413.1127 | 1606.5363 | 18250.4668 | 9797.8811 | 2936.721 | 2859.7075 | 15594.3096 | 847.4122 | 258.8155 | 475.7779 | 1582.0056 | 1074.1515
12 | 337 | 16 | 12194.8117 | 4433.4883 | 1612.2795 | 18240.5795 | 9315.5443 | 2881.1424 | 2995.7662 | 15192.4528 | 439.7081 | 2.783 | 183.3005 | 625.7916 | 2422.3351
12 | 337 | 17 | 11963.1732 | 4362.3411 | 1592.4818 | 17917.9961 | 9431.329 | 3280.8452 | 3549.0418 | 16261.216 | 0 | 0 | 0 | 0 | 1656.7801
12 | 337 | 18 | 11610.6661 | 4255.3453 | 1553.2551 | 17419.2665 | 10091.2131 | 3155.688 | 4139.9925 | 17386.8935 | 0 | 0 | 0 | 0 | 32.373
12 | 337 | 19 | 11153.893 | 4093.2252 | 1504.9573 | 16752.0754 | 10608.5148 | 2973.6068 | 3943.1092 | 17525.2309 | 0 | 0 | 0 | 0 | -773.1555
12 | 337 | 20 | 10477.247 | 3851.1168 | 1459.5777 | 15787.9415 | 10237.4237 | 3055.6171 | 4024.8598 | 17317.9006 | 0 | 0 | 0 | 0 | -1529.9591
12 | 337 | 21 | 9791.8996 | 3600.814 | 1406.5093 | 14799.2228 | 10099.6841 | 3207.3887 | 3265.6447 | 16572.7175 | 0 | 0 | 0 | 0 | -1773.4946
12 | 337 | 22 | 9268.9706 | 3409.5023 | 1361.1023 | 14039.5753 | 10274.9883 | 3287.652 | 4106.4779 | 17669.1182 | 0 | 0 | 0 | 0 | -3629.5429
12 | 337 | 23 | 8963.4215 | 3304.5996 | 1337.0399 | 13605.0611 | 10159.9919 | 3220.3752 | 4026.1882 | 17406.5553 | 0 | 0 | 0 | 0 | -3801.4943
12 | 337 | 24 | 8820.7328 | 3261.6798 | 1330.4863 | 13412.8989 | 10594.1957 | 3371.2837 | 3786.0235 | 17751.5028 | 0 | 0 | 0 | 0 | -4338.6039
12 | 338 | 1 | 8786.2711 | 3252.2292 | 1323.8851 | 13362.3854 | 10289.863 | 3004.5456 | 3902.881 | 17197.2895 | 0 | 0 | 0 | 0 | -3834.9042
12 | 338 | 2 | 8875.1708 | 3289.7159 | 1337.4387 | 13502.3254 | 10023.2842 | 3372.254 | 3728.0568 | 17123.595 | 0 | 0 | 0 | 0 | -3621.2696
12 | 338 | 3 | 9174.6686 | 3388.2487 | 1365.1311 | 13928.0484 | 10083.3641 | 3369.5679 | 3686.1351 | 17139.0671 | 0 | 0 | 0 | 0 | -3211.0187
12 | 338 | 4 | 9700.1198 | 3567.9449 | 1416.949 | 14685.0136 | 10469.5421 | 2673.252 | 3958.6648 | 17101.4589 | 0 | 0 | 0 | 0 | -2416.4453
12 | 338 | 5 | 10220.6987 | 3767.0554 | 1471.2052 | 15458.9593 | 10191.8018 | 2688.2989 | 4051.7439 | 16931.8446 | 0 | 0 | 0 | 0 | -1472.8854
12 | 338 | 6 | 10584.3431 | 3907.6361 | 1515.0658 | 16007.0451 | 10167.781 | 2966.1345 | 4246.7471 | 17380.6627 | 0 | 0 | 0 | 0 | -1373.6176
12 | 338 | 7 | 10593.164 | 3912.4656 | 1532.8685 | 16038.498 | 10108.6768 | 3233.7254 | 4247.7749 | 17590.1771 | 0 | 0 | 0 | 0 | -1551.679
12 | 338 | 8 | 10480.084 | 3884.221 | 1531.9424 | 15896.2474 | 10452.8424 | 3372.2382 | 4116.8021 | 17941.8827 | 0 | 0 | 0 | 0 | -2045.6353
12 | 338 | 9 | 10357.4751 | 3830.8158 | 1519.4595 | 15707.7505 | 10414.5861 | 3345.8995 | 4074.2096 | 17834.6952 | 955.9477 | 25.0467 | 575.5433 | 1556.5377 | -3683.4824
12 | 338 | 10 | 10291.7588 | 3802.573 | 1510.872 | 15605.2039 | 10111.3269 | 2738.4537 | 4158.6261 | 17008.4067 | 1733.7858 | 130.7992 | 1135.4679 | 3000.0529 | -4403.2557
12 | 338 | 11 | 10301.0329 | 3767.8142 | 1505.0816 | 15573.9287 | 9991.9247 | 3370.3221 | 4226.3949 | 17588.6416 | 1813.1003 | 308.9089 | 1081.3043 | 3203.3134 | -5218.0263
12 | 338 | 12 | 10494.8822 | 3814.2283 | 1509.0738 | 15818.1843 | 10143.5678 | 3332.069 | 4212.9188 | 17688.5556 | 1632.2077 | 553.8096 | 864.7169 | 3050.7342 | -4921.1055
12 | 338 | 13 | 10867.7802 | 3919.9877 | 1531.2276 | 16318.9955 | 10011.0077 | 3135.5729 | 4170.6475 | 17317.2281 | 1602.9866 | 544.0692 | 957.8583 | 3104.9141 | -4103.1467
12 | 338 | 14 | 11611.7444 | 4169.3362 | 1591.4733 | 17372.5539 | 10374.5131 | 2911.3271 | 4224.2507 | 17510.0909 | 1847.8873 | 619.2092 | 857.8682 | 3324.9647 | -3462.5018
12 | 338 | 15 | 12062.8276 | 4334.8852 | 1623.7404 | 18021.4532 | 10140.6058 | 2844.9172 | 4153.1432 | 17138.6662 | 2034.3458 | 686.0003 | 1016.3467 | 3736.6928 | -2853.9058
12 | 338 | 16 | 11952.4555 | 4301.0301 | 1606.9887 | 17860.4743 | 9771.2841 | 2568.4995 | 4256.5358 | 16596.3194 | 1338.6051 | 496.7588 | 533.8035 | 2369.1674 | -1105.0125
12 | 338 | 17 | 11704.7809 | 4217.0119 | 1578.3299 | 17500.1227 | 10222.25 | 2811.8329 | 4263.3858 | 17297.4687 | 0 | 0 | 0 | 0 | 202.654
12 | 338 | 18 | 11421.5684 | 4122.0885 | 1546.2807 | 17089.9376 | 10144.8253 | 3320.3985 | 4263.3803 | 17728.6041 | 0 | 0 | 0 | 0 | -638.6665
12 | 338 | 19 | 11017.1331 | 3991.0055 | 1498.3265 | 16506.4651 | 9534.5713 | 3335.1085 | 4154.8314 | 17024.5112 | 0 | 0 | 0 | 0 | -518.0461
12 | 338 | 20 | 10453.1639 | 3793.7015 | 1460.5274 | 15707.3928 | 8799.0199 | 2251.2386 | 4110.1144 | 15160.3729 | 0 | 0 | 0 | 0 | 547.0199
12 | 338 | 21 | 9852.0923 | 3583.2547 | 1413.2921 | 14848.6391 | 7073.628 | 1400.503 | 4241.6065 | 12715.7375 | 0 | 0 | 0 | 0 | 2132.9016
12 | 338 | 22 | 9377.4351 | 3417.1316 | 1380.0617 | 14174.6283 | 5446.1349 | 1314.5857 | 3978.1301 | 10738.8507 | 0 | 0 | 0 | 0 | 3435.7777
12 | 338 | 23 | 9065.1815 | 3309.002 | 1347.5339 | 13721.7174 | 4386.333 | 1337.546 | 3616.1494 | 9340.0283 | 0 | 0 | 0 | 0 | 4381.689
12 | 338 | 24 | 8897.4911 | 3256.6075 | 1332.5218 | 13486.6204 | 4067.9783 | 1190.8258 | 3467.9818 | 8726.7859 | 0 | 0 | 0 | 0 | 4759.8345
12 | 339 | 1 | 8830.9496 | 3241.708 | 1327.5035 | 13400.1611 | 4031.4131 | 1029.0542 | 3471.2779 | 8531.7451 | 0 | 0 | 0 | 0 | 4868.4159
12 | 339 | 2 | 8858.2181 | 3258.0261 | 1337.9561 | 13454.2002 | 4253.1987 | 778.9238 | 3465.3808 | 8497.5034 | 0 | 0 | 0 | 0 | 4956.6969
12 | 339 | 3 | 9050.1606 | 3324.4417 | 1357.4354 | 13732.0376 | 4110.0591 | 546.3256 | 3401.1811 | 8057.5658 | 0 | 0 | 0 | 0 | 5674.4719
12 | 339 | 4 | 9417.3071 | 3450.3988 | 1399.3953 | 14267.1012 | 3531.9884 | 456.6941 | 3244.3296 | 7233.012 | 0 | 0 | 0 | 0 | 7034.0891
12 | 339 | 5 | 9810.0642 | 3592.81 | 1455.1331 | 14858.0073 | 2859.7323 | 555.2011 | 3107.3298 | 6522.2632 | 0 | 0 | 0 | 0 | 8335.7441
12 | 339 | 6 | 10195.5778 | 3754.1635 | 1503.3946 | 15453.1358 | 2677.3422 | 575.7312 | 2983.5237 | 6236.5972 | 0 | 0 | 0 | 0 | 9216.5387
12 | 339 | 7 | 10434.3995 | 3890.0878 | 1525.247 | 15849.7343 | 2048.5938 | 408.783 | 2427.6794 | 4885.0562 | 0 | 0 | 0 | 0 | 10964.6781
12 | 339 | 8 | 10380.9198 | 3889.0411 | 1525.4271 | 15795.388 | 1340.8152 | 283.7692 | 1890.0253 | 3514.6096 | 0 | 0 | 0 | 0 | 12280.7784
12 | 339 | 9 | 10277.221 | 3826.2689 | 1514.7308 | 15618.2206 | 961.3599 | 177.4973 | 1488.8805 | 2627.7377 | 744.4426 | 314.4748 | 567.1691 | 1626.0865 | 11364.3965
12 | 339 | 10 | 10236.8206 | 3841.3125 | 1505.3857 | 15583.5189 | 347.1338 | 17.9801 | 893.2251 | 1258.339 | 2027.3884 | 673.477 | 1276.4568 | 3977.3222 | 10347.8577
12 | 339 | 11 | 10254.058 | 3854.2876 | 1500.2245 | 15608.57 | 116.3691 | 0 | 388.3585 | 504.7276 | 1878.4999 | 638.6899 | 1186.5939 | 3703.7838 | 11400.0586
12 | 339 | 12 | 10427.8454 | 3895.0323 | 1500.1222 | 15823 | 48.0044 | 0 | 194.4879 | 242.4923 | 1614.1184 | 548.2437 | 1008.4472 | 3170.8092 | 12409.6984
12 | 339 | 13 | 10796.2466 | 3975.9905 | 1527.3191 | 16299.5562 | 50.8863 | 0 | 169.4054 | 220.2917 | 1579.3314 | 418.8359 | 1006.9515 | 3005.1188 | 13074.1456
12 | 339 | 14 | 11662.8298 | 4255.1357 | 1597.042 | 17515.0075 | 58.95 | 0 | 108.8168 | 167.7669 | 1807.5343 | 496.7588 | 1186.3856 | 3490.6788 | 13856.5619
12 | 339 | 15 | 12183.865 | 4460.5249 | 1644.2544 | 18288.6444 | 94.7709 | 4.8401 | 83.471 | 183.082 | 1433.2258 | 378.483 | 1272.0532 | 3083.762 | 15021.8004
12 | 339 | 16 | 12105.7945 | 4442.314 | 1626.4324 | 18174.5409 | 196.082 | 76.2399 | 79.7136 | 352.0355 | 798.7103 | 269.9474 | 560.7951 | 1629.4528 | 16193.0526
12 | 339 | 17 | 11839.609 | 4356.41 | 1596.8218 | 17792.8408 | 519.4064 | 249.0857 | 161.528 | 930.0202 | 0 | 0 | 0 | 0 | 16862.8207
12 | 339 | 18 | 11447.333 | 4229.7455 | 1547.6793 | 17224.7577 | 1106.8835 | 447.142 | 204.7104 | 1758.7358 | 0 | 0 | 0 | 0 | 15466.0219
12 | 339 | 19 | 10824.1036 | 4013.4346 | 1485.5495 | 16323.0877 | 1278.1747 | 670.2933 | 229.1715 | 2177.6395 | 0 | 0 | 0 | 0 | 14145.4482
12 | 339 | 20 | 10029.9517 | 3729.4334 | 1426.1853 | 15185.5704 | 1268.4177 | 666.1102 | 255.2921 | 2189.8199 | 0 | 0 | 0 | 0 | 12995.7505
12 | 339 | 21 | 9357.9486 | 3479.5174 | 1374.9083 | 14212.3742 | 1254.6829 | 541.4696 | 206.3873 | 2002.5399 | 0 | 0 | 0 | 0 | 12209.8343
12 | 339 | 22 | 8927.1511 | 3325.033 | 1342.3066 | 13594.4908 | 1309.1488 | 532.9642 | 170.7705 | 2012.8836 | 0 | 0 | 0 | 0 | 11581.6072
12 | 339 | 23 | 8672.663 | 3239.7517 | 1322.8688 | 13235.2835 | 1436.1193 | 576.2075 | 154.0908 | 2166.4177 | 0 | 0 | 0 | 0 | 11068.8658
12 | 339 | 24 | 8561.0142 | 3200.5191 | 1311.8778 | 13073.4112 | 1634.1534 | 618.3218 | 140.0529 | 2392.5282 | 0 | 0 | 0 | 0 | 10680.883
12 | 340 | 1 | 8604.8535 | 3218.8138 | 1310.2501 | 13133.9174 | 2148.4106 | 608.3546 | 129.5708 | 2886.3359 | 0 | 0 | 0 | 0 | 10247.5814
12 | 340 | 2 | 8870.8402 | 3306.8783 | 1334.9763 | 13512.6947 | 3104.9064 | 895.7004 | 125.4182 | 4126.025 | 0 | 0 | 0 | 0 | 9386.6697
12 | 340 | 3 | 9573.2705 | 3546.4987 | 1398.5199 | 14518.2891 | 4340.1473 | 1182.1464 | 100.4946 | 5622.7884 | 0 | 0 | 0 | 0 | 8895.5007
12 | 340 | 4 | 10740.5141 | 3967.3307 | 1505.2389 | 16213.0837 | 4794.286 | 788.6305 | 124.1545 | 5707.071 | 0 | 0 | 0 | 0 | 10506.0128
12 | 340 | 5 | 11395.224 | 4209.3899 | 1551.4259 | 17156.0398 | 4971.8256 | 733.0443 | 177.3353 | 5882.2052 | 0 | 0 | 0 | 0 | 11273.8346
12 | 340 | 6 | 11397.5545 | 4203.6259 | 1570.2966 | 17171.4769 | 4752.0302 | 557.5728 | 235.8755 | 5545.4784 | 0 | 0 | 0 | 0 | 11625.9985
12 | 340 | 7 | 11146.2831 | 4091.0493 | 1562.0374 | 16799.3698 | 5002.0035 | 1085.5856 | 302.1708 | 6389.7599 | 0 | 0 | 0 | 0 | 10409.6099
12 | 340 | 8 | 10860.7084 | 4000.5697 | 1543.3707 | 16404.6487 | 5371.1849 | 1635.5635 | 328.9854 | 7335.7338 | 0 | 0 | 0 | 0 | 9068.9149
12 | 340 | 9 | 10654.3452 | 3918.9916 | 1529.9588 | 16103.2956 | 5484.7326 | 1421.4226 | 420.7018 | 7326.8571 | 745.834 | 324.2152 | 507.6942 | 1577.7434 | 7198.6952
12 | 340 | 10 | 10525.5068 | 3853.4967 | 1521.9552 | 15900.9587 | 4671.3599 | 901.1656 | 463.0432 | 6035.5687 | 1892.4147 | 634.5155 | 1011.1721 | 3538.1023 | 6327.2877
12 | 340 | 11 | 10555.7849 | 3856.6045 | 1513.3766 | 15925.766 | 4753.6617 | 822.1163 | 413.2283 | 5989.0062 | 1761.6154 | 599.7285 | 780.0286 | 3141.3725 | 6795.3873
12 | 340 | 12 | 10733.3534 | 3883.8371 | 1512.3165 | 16129.5071 | 5298.6212 | 1009.5121 | 444.5489 | 6752.6822 | 1538.9784 | 496.7588 | 647.0298 | 2682.767 | 6694.0579
12 | 340 | 13 | 11165.1252 | 3988.5804 | 1541.9707 | 16695.6763 | 6272.4242 | 1324.9015 | 703.4574 | 8300.783 | 1234.244 | 299.1685 | 719.1114 | 2252.5239 | 6142.3693
12 | 340 | 14 | 12023.5664 | 4288.8476 | 1607.9237 | 17920.3377 | 6524.8319 | 1504.3048 | 1085.693 | 9114.8298 | 1245.3758 | 404.9211 | 846.6485 | 2496.9454 | 6308.5625
12 | 340 | 15 | 12693.167 | 4592.8357 | 1667.3917 | 18953.3944 | 7184.5759 | 1247.1682 | 1277.4682 | 9709.2123 | 1552.8932 | 603.9029 | 621.4876 | 2778.2837 | 6465.8983
12 | 340 | 16 | 12731.175 | 4630.487 | 1666.7797 | 19028.4417 | 7570.5068 | 1396.3625 | 1709.0555 | 10675.9248 | 840.4548 | 356.2193 | 386.2067 | 1582.8808 | 6769.6361
12 | 340 | 17 | 12552.1886 | 4565.524 | 1649.0479 | 18766.7604 | 7728.8698 | 2059.5487 | 2729.6802 | 12518.0987 | 0 | 0 | 0 | 0 | 6248.6617
12 | 340 | 18 | 12120.4586 | 4427.9438 | 1603.5028 | 18151.9052 | 8368.6953 | 2412.315 | 3037.752 | 13818.7623 | 0 | 0 | 0 | 0 | 4333.1429
12 | 340 | 19 | 11459.0153 | 4192.1072 | 1533.3211 | 17184.4436 | 9184.3337 | 2941.1332 | 3453.2335 | 15578.7004 | 0 | 0 | 0 | 0 | 1605.7432
12 | 340 | 20 | 10571.4985 | 3879.6089 | 1470.2108 | 15921.3182 | 9537.5477 | 3251.1245 | 3666.9714 | 16455.6437 | 0 | 0 | 0 | 0 | -534.3255
12 | 340 | 21 | 9789.1382 | 3584.6183 | 1409.0008 | 14782.7573 | 9598.369 | 3150.8806 | 3669.3596 | 16418.6092 | 0 | 0 | 0 | 0 | -1635.852
12 | 340 | 22 | 9316.5087 | 3407.4938 | 1371.6685 | 14095.671 | 9584.4148 | 3019.901 | 3181.7878 | 15786.1035 | 0 | 0 | 0 | 0 | -1690.4325
12 | 340 | 23 | 9053.7225 | 3321.2513 | 1350.6905 | 13725.6643 | 10029.6972 | 3333.3984 | 3089.3649 | 16452.4605 | 0 | 0 | 0 | 0 | -2726.7962
12 | 340 | 24 | 8962.6941 | 3282.1289 | 1343.1727 | 13587.9957 | 10271.1749 | 3342.4418 | 2981.6578 | 16595.2745 | 0 | 0 | 0 | 0 | -3007.2788
12 | 341 | 1 | 8983.9267 | 3292.4229 | 1340.8588 | 13617.2084 | 10175.811 | 3356.007 | 3114.8614 | 16646.6794 | 0 | 0 | 0 | 0 | -3029.471
12 | 341 | 2 | 9240.3046 | 3380.7825 | 1361.9122 | 13982.9993 | 9547.3282 | 3371.8932 | 3054.476 | 15973.6974 | 0 | 0 | 0 | 0 | -1990.6981
12 | 341 | 3 | 9937.8255 | 3629.607 | 1424.2225 | 14991.655 | 8706.8817 | 3195.1557 | 2586.1231 | 14488.1605 | 0 | 0 | 0 | 0 | 503.4946
12 | 341 | 4 | 11108.5593 | 4061.3457 | 1521.7522 | 16691.6571 | 9839.2224 | 3041.2435 | 2429.3556 | 15309.8215 | 0 | 0 | 0 | 0 | 1381.8357
12 | 341 | 5 | 11741.348 | 4284.1647 | 1575.8434 | 17601.3562 | 10479.1994 | 2634.8349 | 2300.0138 | 15414.0481 | 0 | 0 | 0 | 0 | 2187.3081
12 | 341 | 6 | 11695.4904 | 4280.9747 | 1590.5595 | 17567.0246 | 10829.5328 | 3364.2453 | 1867.171 | 16060.9492 | 0 | 0 | 0 | 0 | 1506.0755
12 | 341 | 7 | 11337.1167 | 4154.0502 | 1593.0935 | 17084.2604 | 10597.0354 | 3173.1537 | 1728.6706 | 15498.8597 | 0 | 0 | 0 | 0 | 1585.4008
12 | 341 | 8 | 11008.4273 | 4052.4468 | 1590.0131 | 16650.8871 | 10314.3932 | 3372.254 | 2204.3659 | 15891.0131 | 0 | 0 | 0 | 0 | 759.874
12 | 341 | 9 | 10748.5753 | 3963.9119 | 1568.0884 | 16280.5756 | 10058.816 | 3155.8978 | 2696.298 | 15911.0118 | 993.5177 | 329.7811 | 439.2244 | 1762.5232 | -1392.9594
12 | 341 | 10 | 10609.9024 | 3895.3208 | 1544.8726 | 16050.0958 | 9644.3177 | 2757.5998 | 3009.9086 | 15411.826 | 2005.1247 | 683.2174 | 1190.1062 | 3878.4482 | -3240.1784
12 | 341 | 11 | 10670.8726 | 3895.2678 | 1540.2374 | 16106.3778 | 9303.5443 | 2778.4595 | 3027.3079 | 15109.3117 | 1910.5039 | 653.9963 | 1175.858 | 3740.3582 | -2743.2921
12 | 341 | 12 | 10840.6925 | 3910.4466 | 1534.0607 | 16285.1998 | 9304.3443 | 3072.0425 | 3052.5711 | 15428.9578 | 1640.5565 | 566.3329 | 998.9777 | 3205.8671 | -2349.6252
12 | 341 | 13 | 11234.2255 | 4015.8883 | 1548.6772 | 16798.791 | 9415.9042 | 3213.1636 | 3129.6278 | 15758.6956 | 1600.2036 | 545.4607 | 950.8801 | 3096.5443 | -2056.4489
12 | 341 | 14 | 12084.9949 | 4276.2602 | 1614.3294 | 17975.5846 | 9298.7763 | 3280.6048 | 3238.5822 | 15817.9633 | 1850.6703 | 609.4688 | 1156.4398 | 3616.5789 | -1458.9576
12 | 341 | 15 | 12683.0312 | 4561.0342 | 1659.8525 | 18903.9178 | 9044.2942 | 3309.2822 | 3529.0308 | 15882.6073 | 2030.1713 | 673.477 | 1254.6099 | 3958.2582 | -936.9477
12 | 341 | 16 | 12718.0284 | 4566.4227 | 1662.1812 | 18946.6323 | 8829.7183 | 2948.6276 | 3795.5521 | 15573.898 | 1327.4732 | 485.627 | 663.8272 | 2476.9275 | 895.8068
12 | 341 | 17 | 12489.6336 | 4551.3657 | 1635.848 | 18676.8473 | 9166.2118 | 3038.0763 | 4185.047 | 16389.3351 | 0 | 0 | 0 | 0 | 2287.5122
12 | 341 | 18 | 12025.8853 | 4464.8752 | 1590.5942 | 18081.3547 | 9450.9353 | 2979.4912 | 4144.9616 | 16575.3882 | 0 | 0 | 0 | 0 | 1505.9665
12 | 341 | 19 | 11330.6075 | 4158.4326 | 1518.9524 | 17007.9926 | 9506.9539 | 3215.4246 | 3995.2507 | 16717.6292 | 0 | 0 | 0 | 0 | 290.3633
12 | 341 | 20 | 10406.2658 | 3822.494 | 1460.5629 | 15689.3227 | 9044.0195 | 2543.0099 | 4040.9307 | 15627.96 | 0 | 0 | 0 | 0 | 61.3627
12 | 341 | 21 | 9582.2787 | 3509.3969 | 1414.656 | 14506.3316 | 8725.6985 | 2672.6296 | 4169.6228 | 15567.9509 | 0 | 0 | 0 | 0 | -1061.6192
12 | 341 | 22 | 9058.5649 | 3313.7093 | 1369.7736 | 13742.0478 | 8332.7077 | 2603.8421 | 4171.5519 | 15108.1017 | 0 | 0 | 0 | 0 | -1366.0539
12 | 341 | 23 | 8776.0152 | 3211.6852 | 1348.596 | 13336.2964 | 8091.8024 | 2412.4873 | 3944.0438 | 14448.3335 | 0 | 0 | 0 | 0 | -1112.0371
12 | 341 | 24 | 8642.5352 | 3168.229 | 1339.9803 | 13150.7445 | 7306.1653 | 1950.718 | 3682.8409 | 12939.7242 | 0 | 0 | 0 | 0 | 211.0204
12 | 342 | 1 | 8648.2302 | 3164.6735 | 1337.0416 | 13149.9453 | 6564.0131 | 1364.9136 | 3497.2022 | 11426.129 | 0 | 0 | 0 | 0 | 1723.8163
12 | 342 | 2 | 8876.6649 | 3229.1869 | 1356.9292 | 13462.781 | 6413.0985 | 830.9894 | 3483.2816 | 10727.3695 | 0 | 0 | 0 | 0 | 2735.4114
12 | 342 | 3 | 9574.6598 | 3454.5024 | 1410.6118 | 14439.774 | 6230.9587 | 532.3562 | 3281.5995 | 10044.9144 | 0 | 0 | 0 | 0 | 4394.8596
12 | 342 | 4 | 10726.8973 | 3866.1892 | 1515.1127 | 16108.1992 | 6057.0857 | 566.0637 | 2993.4616 | 9616.611 | 0 | 0 | 0 | 0 | 6491.5882
12 | 342 | 5 | 11377.6359 | 4106.1911 | 1578.5673 | 17062.3943 | 6012.7712 | 757.2057 | 2838.2039 | 9608.1808 | 0 | 0 | 0 | 0 | 7454.2136
12 | 342 | 6 | 11445.6304 | 4115.3135 | 1600.4872 | 17161.4312 | 5900.8028 | 1023.3159 | 2642.434 | 9566.5527 | 0 | 0 | 0 | 0 | 7594.8785
12 | 342 | 7 | 11163.6244 | 4015.6171 | 1592.4112 | 16771.6526 | 5667.4529 | 1019.3777 | 2543.0787 | 9229.9092 | 0 | 0 | 0 | 0 | 7541.7434
12 | 342 | 8 | 10923.3733 | 3935.5856 | 1566.8216 | 16425.7805 | 5561.6013 | 1004.9456 | 2585.5914 | 9152.1384 | 0 | 0 | 0 | 0 | 7273.6421
12 | 342 | 9 | 10806.6747 | 3879.5648 | 1546.2616 | 16232.5011 | 5262.9723 | 934.5945 | 2502.0188 | 8699.5856 | 620.6007 | 111.3185 | 524.9708 | 1256.89 | 6276.0255
12 | 342 | 10 | 10730.141 | 3824.9458 | 1542.9385 | 16098.0253 | 3836.3922 | 421.7462 | 1771.5954 | 6029.7338 | 1975.9036 | 672.0855 | 1277.5983 | 3925.5873 | 6142.7042
12 | 342 | 11 | 10708.0585 | 3830.0601 | 1545.0924 | 16083.2111 | 3162.3332 | 404.7671 | 1257.4545 | 4824.5549 | 1893.8062 | 648.4303 | 1207.3203 | 3749.5568 | 7509.0994
12 | 342 | 12 | 10827.1979 | 3868.2251 | 1536.9237 | 16232.3467 | 3127.8806 | 541.1181 | 1168.9465 | 4837.9451 | 1633.5991 | 560.767 | 1005.9559 | 3200.322 | 8194.0795
12 | 342 | 13 | 11248.5161 | 3986.0381 | 1557.695 | 16792.2492 | 3467.2289 | 546.2529 | 1317.5774 | 5331.0593 | 1573.7655 | 488.41 | 991.9786 | 3054.1541 | 8407.0359
12 | 342 | 14 | 12131.7778 | 4281.7709 | 1628.0869 | 18041.6356 | 3644.7551 | 705.2701 | 1502.8916 | 5852.9168 | 1807.5344 | 606.6859 | 1156.4189 | 3570.6392 | 8618.0797
12 | 342 | 15 | 12722.2283 | 4495.3839 | 1671.2275 | 18888.8397 | 3970.5604 | 690.4717 | 1704.1271 | 6365.1593 | 2012.0821 | 656.7792 | 1202.567 | 3871.4283 | 8652.2521
12 | 342 | 16 | 12760.4428 | 4517.0427 | 1668.6451 | 18946.1305 | 3832.9959 | 528.8926 | 2166.125 | 6528.0135 | 1239.8099 | 457.7974 | 606.3226 | 2303.9299 | 10114.1871
12 | 342 | 17 | 12599.1504 | 4487.8945 | 1652.7352 | 18739.78 | 4539.7899 | 446.993 | 2715.3621 | 7702.145 | 0 | 0 | 0 | 0 | 11037.635
12 | 342 | 18 | 12212.1473 | 4372.5303 | 1615.085 | 18199.7626 | 4463.3429 | 445.4592 | 2884.6118 | 7793.4139 | 0 | 0 | 0 | 0 | 10406.3487
12 | 342 | 19 | 11578.9273 | 4157.5575 | 1546.1462 | 17282.631 | 3747.6253 | 383.6568 | 2755.6182 | 6886.9003 | 0 | 0 | 0 | 0 | 10395.7307
12 | 342 | 20 | 10707.0817 | 3845.0356 | 1477.7931 | 16029.9105 | 3819.2869 | 588.3541 | 3004.8086 | 7412.4495 | 0 | 0 | 0 | 0 | 8617.4609
12 | 342 | 21 | 9930.8203 | 3550.4363 | 1420.2565 | 14901.5131 | 3922.0882 | 1198.6829 | 2857.4604 | 7978.2316 | 0 | 0 | 0 | 0 | 6923.2816
12 | 342 | 22 | 9456.7934 | 3356.334 | 1391.9846 | 14205.112 | 4031.31 | 1540.1005 | 2878.7823 | 8450.1929 | 0 | 0 | 0 | 0 | 5754.9192
12 | 342 | 23 | 9190.2817 | 3257.701 | 1369.6098 | 13817.5925 | 4582.4288 | 2046.2759 | 2691.7259 | 9320.4306 | 0 | 0 | 0 | 0 | 4497.1619
12 | 342 | 24 | 9067.7803 | 3210.28 | 1365.5981 | 13643.6584 | 5292.2492 | 2014.7826 | 3085.8549 | 10392.8867 | 0 | 0 | 0 | 0 | 3250.7717
12 | 343 | 1 | 9066.2594 | 3213.9254 | 1369.2536 | 13649.4384 | 5405.1452 | 1287.2075 | 2809.2234 | 9501.576 | 0 | 0 | 0 | 0 | 4147.8624
12 | 343 | 2 | 9308.2465 | 3286.1626 | 1392.0017 | 13986.4109 | 4929.8319 | 1218.44 | 2456.6847 | 8604.9565 | 0 | 0 | 0 | 0 | 5381.4544
12 | 343 | 3 | 9984.3448 | 3519.5131 | 1453.8169 | 14957.6747 | 4502.6695 | 894.3183 | 2410.3915 | 7807.3793 | 0 | 0 | 0 | 0 | 7150.2955
12 | 343 | 4 | 11131.6856 | 3927.2755 | 1573.5565 | 16632.5176 | 4428.4548 | 761.3425 | 2464.228 | 7654.0252 | 0 | 0 | 0 | 0 | 8978.4923
12 | 343 | 5 | 11809.0036 | 4186.3465 | 1618.6218 | 17613.9719 | 4461.1982 | 709.2453 | 2320.176 | 7490.6196 | 0 | 0 | 0 | 0 | 10123.3523
12 | 343 | 6 | 11886.4666 | 4232.2482 | 1617.4098 | 17736.1246 | 3971.6185 | 571.2518 | 1981.3193 | 6524.1896 | 0 | 0 | 0 | 0 | 11211.9349
12 | 343 | 7 | 11674.879 | 4239.1846 | 1599.5758 | 17513.6394 | 3830.416 | 370.3591 | 1763.0645 | 5963.8397 | 0 | 0 | 0 | 0 | 11549.7997
12 | 343 | 8 | 11443.0306 | 4238.9374 | 1575.3892 | 17257.3573 | 4131.5321 | 381.5848 | 1718.1033 | 6231.2202 | 0 | 0 | 0 | 0 | 11026.1371
12 | 343 | 9 | 11368.0435 | 4199.462 | 1551.0007 | 17118.5062 | 4454.6596 | 590.5541 | 1573.1029 | 6618.3166 | 525.98 | 130.7992 | 574.5432 | 1231.3224 | 9268.8672
12 | 343 | 10 | 11350.0364 | 4164.0417 | 1545.8301 | 17059.9082 | 3950.5212 | 332.3769 | 1077.9154 | 5360.8135 | 1178.5848 | 165.5863 | 1226.426 | 2570.5971 | 9128.4976
12 | 343 | 11 | 11376.0959 | 4199.5223 | 1548.9456 | 17124.5638 | 3137.0052 | 100.8731 | 1067.7973 | 4305.6756 | 1548.7188 | 402.1381 | 1167.4674 | 3118.3243 | 9700.5639
12 | 343 | 12 | 11394.1687 | 4214.6753 | 1543.902 | 17152.746 | 3806.5744 | 120.2416 | 1097.1702 | 5023.9861 | 1513.9318 | 474.4951 | 922.0965 | 2910.5234 | 9218.2365
12 | 343 | 13 | 11629.2443 | 4265.71 | 1570.8252 | 17465.7795 | 4534.0251 | 231.1615 | 1309.5956 | 6074.7822 | 1451.3151 | 417.4444 | 853.2725 | 2722.032 | 8668.9652
12 | 343 | 14 | 12326.3272 | 4477.7759 | 1631.2286 | 18435.3317 | 5139.2121 | 481.0128 | 1674.4685 | 7294.6933 | 1506.9744 | 428.5763 | 910.6983 | 2846.249 | 8294.3895
12 | 343 | 15 | 12765.6273 | 4611.1189 | 1671.351 | 19048.0972 | 6053.4415 | 774.092 | 2309.5491 | 9137.0826 | 1511.1488 | 402.1381 | 992.254 | 2905.5409 | 7005.4737
12 | 343 | 16 | 12724.3097 | 4607.5655 | 1682.5984 | 19014.4736 | 7551.5066 | 1504.6843 | 3326.2742 | 12382.4651 | 900.2884 | 222.637 | 496.1293 | 1619.0547 | 5012.9538
12 | 343 | 17 | 12478.6919 | 4558.1576 | 1660.6768 | 18697.5263 | 9576.6198 | 2321.0805 | 3847.2313 | 15744.9317 | 0 | 0 | 0 | 0 | 2952.5946
12 | 343 | 18 | 12020.7393 | 4402.2516 | 1614.8948 | 18037.8858 | 10203.987 | 3181.4289 | 3990.4159 | 17375.8318 | 0 | 0 | 0 | 0 | 662.0539
12 | 343 | 19 | 11373.3193 | 4169.9233 | 1550.9373 | 17094.1799 | 9771.2306 | 2989.7534 | 4111.5597 | 16872.5437 | 0 | 0 | 0 | 0 | 221.6362
12 | 343 | 20 | 10495.1248 | 3839.3529 | 1481.3881 | 15815.8658 | 9383.6286 | 2804.5796 | 4234.9461 | 16423.1543 | 0 | 0 | 0 | 0 | -607.2885
12 | 343 | 21 | 9656.6456 | 3524.1267 | 1416.5267 | 14597.299 | 8742.8622 | 2457.4408 | 4263.3913 | 15463.6943 | 0 | 0 | 0 | 0 | -866.3953
12 | 343 | 22 | 9104.212 | 3305.5112 | 1371.4181 | 13781.1413 | 7981.4742 | 2310.933 | 4140.0006 | 14432.4078 | 0 | 0 | 0 | 0 | -651.2666
12 | 343 | 23 | 8785.9536 | 3191.1711 | 1338.5403 | 13315.665 | 7585.7801 | 1720.7853 | 3686.4698 | 12993.0352 | 0 | 0 | 0 | 0 | 322.6298
12 | 343 | 24 | 8616.6578 | 3136.4672 | 1322.9172 | 13076.0422 | 8451.006 | 1249.2804 | 3396.6897 | 13096.9761 | 0 | 0 | 0 | 0 | -20.9338
12 | 344 | 1 | 8598.5789 | 3121.7832 | 1322.399 | 13042.7611 | 8309.0105 | 1749.7036 | 3366.987 | 13425.7011 | 0 | 0 | 0 | 0 | -382.94
12 | 344 | 2 | 8812.6542 | 3182.5467 | 1341.6877 | 13336.8886 | 8596.8719 | 2467.284 | 3200.7968 | 14264.9527 | 0 | 0 | 0 | 0 | -928.0641
12 | 344 | 3 | 9451.2798 | 3401.2743 | 1398.4481 | 14251.0022 | 8830.4258 | 2672.8896 | 3395.3173 | 14898.6328 | 0 | 0 | 0 | 0 | -647.6306
12 | 344 | 4 | 10529.8225 | 3790.7891 | 1497.3155 | 15817.9271 | 8268.2717 | 2667.2422 | 3275.7349 | 14211.2487 | 0 | 0 | 0 | 0 | 1606.6783
12 | 344 | 5 | 11186.3573 | 4032.2681 | 1556.0265 | 16774.6519 | 8212.4715 | 2908.4584 | 3263.668 | 14384.5979 | 0 | 0 | 0 | 0 | 2390.054
12 | 344 | 6 | 11288.3452 | 4073.4164 | 1574.8827 | 16936.6443 | 8283.8648 | 2846.1008 | 3416.5337 | 14546.4992 | 0 | 0 | 0 | 0 | 2390.145
12 | 344 | 7 | 11078.1551 | 4030.7492 | 1569.1237 | 16678.028 | 9057.2463 | 2733.4003 | 3400.22 | 15190.8666 | 0 | 0 | 0 | 0 | 1487.1614
12 | 344 | 8 | 10815.3437 | 3999.1208 | 1559.0868 | 16373.5514 | 9410.239 | 2603.8833 | 3458.7048 | 15472.8271 | 0 | 0 | 0 | 0 | 900.7242
12 | 344 | 9 | 10619.7901 | 3966.5819 | 1538.5946 | 16124.9666 | 9241.9574 | 2831.4457 | 3371.3854 | 15444.7884 | 919.7692 | 313.0833 | 420.51 | 1653.3625 | -973.1844
12 | 344 | 10 | 10488.5272 | 3899.1078 | 1523.1448 | 15910.7798 | 7827.3086 | 1712.9423 | 2642.5359 | 12182.7868 | 1946.6825 | 670.694 | 1164.0639 | 3781.4404 | -53.4474
12 | 344 | 11 | 10523.2783 | 3888.3295 | 1509.9258 | 15921.5336 | 5665.7345 | 1347.2574 | 1684.9375 | 8697.9294 | 1885.4573 | 642.8644 | 1192.2016 | 3720.5232 | 3503.0809
12 | 344 | 12 | 10626.1414 | 3896.6808 | 1499.6842 | 16022.5064 | 4704.3109 | 1244.9994 | 1318.1834 | 7267.4938 | 1611.3354 | 553.8096 | 1003.0062 | 3168.1513 | 5586.8613
12 | 344 | 13 | 10889.827 | 3940.0548 | 1515.4649 | 16345.3466 | 3901.2396 | 1194.0968 | 1358.5626 | 6453.8991 | 1562.6336 | 530.1544 | 991.8327 | 3084.6208 | 6806.8268
12 | 344 | 14 | 11562.0243 | 4157.3229 | 1572.6435 | 17291.9907 | 3538.1363 | 1063.7374 | 1714.6211 | 6316.4947 | 1795.0109 | 598.337 | 1174.0289 | 3567.3769 | 7408.1191
12 | 344 | 15 | 11891.5502 | 4303.4307 | 1588.4336 | 17783.4146 | 3380.9183 | 823.9443 | 1990.3394 | 6195.2021 | 1973.1206 | 663.7366 | 1258.4717 | 3895.3289 | 7692.8835
12 | 344 | 16 | 11762.4966 | 4267.9212 | 1575.2848 | 17605.7026 | 3807.9352 | 802.9021 | 2481.3929 | 7092.2303 | 1294.0777 | 482.844 | 623.9535 | 2400.8752 | 8112.597
12 | 344 | 17 | 11458.6677 | 4160.2027 | 1554.6225 | 17173.4929 | 5420.5947 | 1413.7769 | 3161.7002 | 9996.0719 | 0 | 0 | 0 | 0 | 7177.421
12 | 344 | 18 | 11046.361 | 4026.8285 | 1513.3748 | 16586.5642 | 6993.8198 | 1865.3501 | 3372.85 | 12232.0199 | 0 | 0 | 0 | 0 | 4354.5443
12 | 344 | 19 | 10514.0658 | 3836.3983 | 1457.8964 | 15808.3605 | 7353.0834 | 1937.4182 | 3353.3344 | 12643.836 | 0 | 0 | 0 | 0 | 3164.5245
12 | 344 | 20 | 9790.1677 | 3574.0843 | 1395.3236 | 14759.5756 | 7361.6785 | 1762.6116 | 3151.8107 | 12276.1008 | 0 | 0 | 0 | 0 | 2483.4748
12 | 344 | 21 | 9020.8871 | 3297.7693 | 1343.2343 | 13661.8907 | 6592.8089 | 1380.2256 | 2676.1898 | 10649.2244 | 0 | 0 | 0 | 0 | 3012.6664
12 | 344 | 22 | 8423.4819 | 3077.9623 | 1286.4628 | 12787.907 | 5646.2386 | 1032.2383 | 2269.1642 | 8947.6411 | 0 | 0 | 0 | 0 | 3840.2658
12 | 344 | 23 | 8062.0079 | 2950.139 | 1257.637 | 12269.7839 | 4978.9924 | 926.2875 | 2100.8064 | 8006.0863 | 0 | 0 | 0 | 0 | 4263.6976
12 | 344 | 24 | 7849.9539 | 2875.9567 | 1248.5301 | 11974.4407 | 3079.3695 | 661.3795 | 2049.4319 | 5790.1809 | 0 | 0 | 0 | 0 | 6184.2598
12 | 345 | 1 | 7737.3108 | 2839.0165 | 1246.3369 | 11822.6642 | 1569.9738 | 531.0957 | 1964.7932 | 4065.8627 | 0 | 0 | 0 | 0 | 7756.8015
12 | 345 | 2 | 7768.7431 | 2842.6828 | 1248.4006 | 11859.8264 | 819.2053 | 474.8191 | 2060.3258 | 3354.3503 | 0 | 0 | 0 | 0 | 8505.4761
12 | 345 | 3 | 8002.7896 | 2919.8971 | 1271.5674 | 12194.2541 | 469.2928 | 334.6691 | 1894.9301 | 2698.892 | 0 | 0 | 0 | 0 | 9495.3622
12 | 345 | 4 | 8457.5881 | 3074.8043 | 1319.1971 | 12851.5896 | 551.6557 | 258.6604 | 1481.607 | 2291.9231 | 0 | 0 | 0 | 0 | 10559.6665
12 | 345 | 5 | 9002.9912 | 3280.9289 | 1379.8176 | 13663.7377 | 622.8467 | 178.1574 | 1027.8133 | 1828.8174 | 0 | 0 | 0 | 0 | 11834.9202
12 | 345 | 6 | 9538.3451 | 3507.384 | 1433.7169 | 14479.446 | 844.5887 | 109.335 | 616.2785 | 1570.2022 | 0 | 0 | 0 | 0 | 12909.2437
12 | 345 | 7 | 9813.9857 | 3657.9099 | 1456.2542 | 14928.1497 | 872.1908 | 94.5259 | 387.4463 | 1354.1629 | 0 | 0 | 0 | 0 | 13573.9868
12 | 345 | 8 | 9845.2997 | 3687.3099 | 1458.0667 | 14990.6763 | 885.285 | 70.7666 | 301.9459 | 1257.9975 | 0 | 0 | 0 | 0 | 13732.6788
12 | 345 | 9 | 9704.493 | 3660.4131 | 1447.184 | 14812.0901 | 929.4128 | 47.3699 | 193.8298 | 1170.6125 | 569.1159 | 311.6918 | 381.361 | 1262.1687 | 12379.3089
12 | 345 | 10 | 9682.806 | 3645.5139 | 1433.815 | 14762.1349 | 895.6982 | 0 | 152.6487 | 1048.347 | 1810.3172 | 667.9111 | 719.0652 | 3197.2935 | 10516.4943
12 | 345 | 11 | 9684.4364 | 3615.3472 | 1428.0015 | 14727.7851 | 592.4309 | 0 | 91.4042 | 683.8351 | 1712.9136 | 626.1666 | 830.9001 | 3169.9803 | 10873.9697
12 | 345 | 12 | 9757.9077 | 3597.1781 | 1426.6398 | 14781.7255 | 456.0683 | 0 | 72.6516 | 528.72 | 1547.3273 | 539.8948 | 799.4423 | 2886.6644 | 11366.3412
12 | 345 | 13 | 9942.6448 | 3617.3421 | 1446.93 | 15006.9169 | 422.6392 | 20.8106 | 84.4341 | 527.884 | 1266.2481 | 434.1422 | 778.9452 | 2479.3354 | 11999.6975
12 | 345 | 14 | 10598.2355 | 3820.4884 | 1508.7622 | 15927.486 | 422.0911 | 41.8542 | 137.6809 | 601.6262 | 1573.7655 | 461.9718 | 885.9017 | 2921.639 | 12404.2209
12 | 345 | 15 | 10948.3858 | 3971.4476 | 1535.2314 | 16455.0648 | 437.191 | 54.235 | 219.5516 | 710.9777 | 1522.2807 | 612.2518 | 852.4273 | 2986.9598 | 12757.1273
12 | 345 | 16 | 10824.0598 | 3916.2955 | 1523.6157 | 16263.9709 | 523.7328 | 46.4978 | 361.6139 | 931.8446 | 861.327 | 457.7974 | 451.0646 | 1770.189 | 13561.9374
12 | 345 | 17 | 10576.4201 | 3820.488 | 1495.7998 | 15892.7078 | 874.017 | 66.7746 | 521.5551 | 1462.3466 | 0 | 0 | 0 | 0 | 14430.3612
12 | 345 | 18 | 10296.8387 | 3722.6919 | 1464.4877 | 15484.0183 | 1313.687 | 193.9466 | 471.0147 | 1978.6483 | 0 | 0 | 0 | 0 | 13505.37
12 | 345 | 19 | 9916.1212 | 3591.7158 | 1426.1658 | 14934.0028 | 1636.7382 | 268.8981 | 211.1932 | 2116.8295 | 0 | 0 | 0 | 0 | 12817.1733
12 | 345 | 20 | 9393.9 | 3413.105 | 1382.1482 | 14189.1532 | 1721.357 | 218.6877 | 101.3255 | 2041.3702 | 0 | 0 | 0 | 0 | 12147.7831
12 | 345 | 21 | 8786.8516 | 3200.419 | 1337.055 | 13324.3256 | 2222.8142 | 394.0846 | 87.0129 | 2703.9117 | 0 | 0 | 0 | 0 | 10620.4138
12 | 345 | 22 | 8288.2292 | 3010.9103 | 1295.8761 | 12595.0155 | 2737.0012 | 765.4852 | 161.0934 | 3663.5798 | 0 | 0 | 0 | 0 | 8931.4357
12 | 345 | 23 | 7954.3441 | 2891.6331 | 1276.7114 | 12122.6886 | 3789.1476 | 1043.3922 | 289.2917 | 5121.8316 | 0 | 0 | 0 | 0 | 7000.8571
12 | 345 | 24 | 7770.4707 | 2824.1465 | 1265.3743 | 11859.9916 | 3575.1868 | 1048.22 | 410.8217 | 5034.2285 | 0 | 0 | 0 | 0 | 6825.7631
12 | 346 | 1 | 7697.0635 | 2793.7089 | 1264.2631 | 11755.0355 | 4237.411 | 1284.1018 | 759.8535 | 6281.3663 | 0 | 0 | 0 | 0 | 5473.6692
12 | 346 | 2 | 7724.3267 | 2797.5601 | 1270.1821 | 11792.0689 | 4483.0872 | 1383.5956 | 1292.0857 | 7158.7685 | 0 | 0 | 0 | 0 | 4633.3004
12 | 346 | 3 | 7902.4294 | 2863.9648 | 1289.1225 | 12055.5167 | 5335.7239 | 1693.0676 | 1561.1102 | 8589.9017 | 0 | 0 | 0 | 0 | 3465.615
12 | 346 | 4 | 8256.9567 | 2990.3229 | 1324.8376 | 12572.1173 | 6019.3645 | 2193.277 | 1688.9365 | 9901.578 | 0 | 0 | 0 | 0 | 2670.5393
12 | 346 | 5 | 8724.2252 | 3171.7972 | 1388.1042 | 13284.1266 | 6495.7914 | 2427.3911 | 1884.3219 | 10807.5045 | 0 | 0 | 0 | 0 | 2476.6221
12 | 346 | 6 | 9325.5928 | 3402.3384 | 1444.0548 | 14171.986 | 6639.5539 | 2391.6248 | 2168.0637 | 11199.2423 | 0 | 0 | 0 | 0 | 2972.7437
12 | 346 | 7 | 9807.4215 | 3597.9416 | 1475.5146 | 14880.8777 | 7459.1673 | 2643.226 | 2296.6525 | 12399.0459 | 0 | 0 | 0 | 0 | 2481.8319
12 | 346 | 8 | 10036.8036 | 3727.6596 | 1478.8 | 15243.2632 | 8355.9331 | 2715.285 | 2341.2186 | 13412.4367 | 0 | 0 | 0 | 0 | 1830.8265
12 | 346 | 9 | 10140.196 | 3782.6553 | 1484.408 | 15407.2593 | 8689.698 | 2634.8089 | 2331.2048 | 13655.7117 | 523.197 | 229.5944 | 411.4111 | 1164.2025 | 587.3451
12 | 346 | 10 | 10211.6784 | 3808.8225 | 1482.0054 | 15502.5064 | 7430.9036 | 1813.5021 | 2379.6739 | 11624.0796 | 1828.4066 | 609.4688 | 1107.217 | 3545.0924 | 333.3344
12 | 346 | 11 | 10229.4904 | 3828.9889 | 1471.5924 | 15530.0717 | 7020.2771 | 1223.9063 | 2551.0711 | 10795.2544 | 1838.1469 | 620.6007 | 1116.5868 | 3575.3345 | 1159.4827
12 | 346 | 12 | 10275.9487 | 3830.5918 | 1477.8152 | 15584.3557 | 7363.0604 | 1255.8507 | 2648.0982 | 11267.0094 | 1587.6803 | 541.2863 | 908.3692 | 3037.3358 | 1280.0105
12 | 346 | 13 | 10513.7857 | 3886.9991 | 1502.6836 | 15903.4685 | 7430.3945 | 1721.8792 | 3421.5923 | 12573.866 | 1374.7836 | 519.0226 | 940.6605 | 2834.4666 | 495.1359
12 | 346 | 14 | 11239.2662 | 4113.0081 | 1565.5607 | 16917.8349 | 7700.3306 | 1621.4898 | 3718.2616 | 13040.082 | 1712.9136 | 588.5966 | 1136.2714 | 3437.7817 | 439.9712
12 | 346 | 15 | 11572.4392 | 4259.1224 | 1596.767 | 17428.3286 | 7272.2724 | 1625.6892 | 3899.7345 | 12797.6961 | 1975.9036 | 651.2133 | 1188.1521 | 3815.269 | 815.3635
12 | 346 | 16 | 11469.0843 | 4236.2016 | 1579.3642 | 17284.6501 | 7235.8247 | 1572.7114 | 4013.1353 | 12821.6714 | 1295.4692 | 467.5377 | 648.8543 | 2411.8612 | 2051.1175
12 | 346 | 17 | 11237.0463 | 4149.6485 | 1547.5446 | 16934.2394 | 8269.1202 | 1877.5082 | 3767.466 | 13914.0944 | 0 | 0 | 0 | 0 | 3020.1451
12 | 346 | 18 | 10885.484 | 4026.1319 | 1505.4454 | 16417.0613 | 8220.8269 | 2173.2899 | 3824.3492 | 14218.466 | 0 | 0 | 0 | 0 | 2198.5953
12 | 346 | 19 | 10280.7339 | 3819.986 | 1442.3969 | 15543.1167 | 8085.2884 | 2260.4405 | 3693.5348 | 14039.2637 | 0 | 0 | 0 | 0 | 1503.853
12 | 346 | 20 | 9512.0063 | 3543.3643 | 1380.9024 | 14436.2729 | 7570.1907 | 2036.053 | 3447.4986 | 13053.7424 | 0 | 0 | 0 | 0 | 1382.5305
12 | 346 | 21 | 8804.1172 | 3280.868 | 1332.457 | 13417.4422 | 6708.9484 | 1738.3228 | 3026.1296 | 11473.4008 | 0 | 0 | 0 | 0 | 1944.0414
12 | 346 | 22 | 8314.3939 | 3089.0932 | 1297.6616 | 12701.1486 | 4073.028 | 1976.9939 | 3036.83 | 9086.8519 | 0 | 0 | 0 | 0 | 3614.2967
12 | 346 | 23 | 8021.1568 | 2986.0528 | 1272.6442 | 12279.8539 | 3301.0076 | 1939.1442 | 2878.8332 | 8118.985 | 0 | 0 | 0 | 0 | 4160.8689
12 | 346 | 24 | 7904.8339 | 2937.146 | 1260.724 | 12102.704 | 2506.1324 | 1885.5836 | 2833.8209 | 7225.5369 | 0 | 0 | 0 | 0 | 4877.1671
12 | 347 | 1 | 7905.3299 | 2928.4513 | 1260.1982 | 12093.9794 | 2572.4095 | 1671.2016 | 2500.3524 | 6743.9635 | 0 | 0 | 0 | 0 | 5350.0159
12 | 347 | 2 | 8165.8111 | 3002.1903 | 1289.9554 | 12457.9568 | 2838.832 | 1316.0926 | 2466.0568 | 6620.9814 | 0 | 0 | 0 | 0 | 5836.9754
12 | 347 | 3 | 8832.1725 | 3219.2226 | 1347.7538 | 13399.1489 | 2505.9234 | 780.3058 | 2450.0386 | 5736.2677 | 0 | 0 | 0 | 0 | 7662.8812
12 | 347 | 4 | 9958.4819 | 3622.1121 | 1426.9999 | 15007.5938 | 2242.9634 | 497.3768 | 2242.2458 | 4982.586 | 0 | 0 | 0 | 0 | 10025.0078
12 | 347 | 5 | 10718.4617 | 3882.6567 | 1488.923 | 16090.0414 | 2208.2663 | 457.7335 | 2136.319 | 4802.3187 | 0 | 0 | 0 | 0 | 11287.7226
12 | 347 | 6 | 11036.6254 | 3928.3987 | 1533.6205 | 16498.6446 | 2246.9331 | 447.4815 | 1600.827 | 4295.2415 | 0 | 0 | 0 | 0 | 12203.403
12 | 347 | 7 | 11091.9995 | 3895.5888 | 1550.796 | 16538.3843 | 2291.1423 | 506.4872 | 1203.4257 | 4001.0552 | 0 | 0 | 0 | 0 | 12537.3291
12 | 347 | 8 | 11068.106 | 3928.1208 | 1554.1919 | 16550.4186 | 2341.0074 | 635.5412 | 1011.6728 | 3988.2213 | 0 | 0 | 0 | 0 | 12562.1973
12 | 347 | 9 | 11018.6226 | 3904.0662 | 1541.7405 | 16464.4293 | 2205.468 | 502.4243 | 986.961 | 3694.8532 | 468.9292 | 91.8378 | 471.0572 | 1031.8243 | 11737.7518
12 | 347 | 10 | 10939.3342 | 3886.2099 | 1534.4376 | 16359.9817 | 1777.9182 | 270.7203 | 317.0287 | 2365.6673 | 1412.3536 | 286.6452 | 1153.4484 | 2852.4472 | 11141.8672
12 | 347 | 11 | 10944.9031 | 3908.1455 | 1519.4913 | 16372.5399 | 1389.5557 | 237.7031 | 128.3409 | 1755.5997 | 1717.088 | 183.6755 | 1150.1862 | 3050.9498 | 11565.9904
12 | 347 | 12 | 10883.5707 | 3863.9459 | 1511.0172 | 16258.5338 | 945.7785 | 229.2561 | 54.2177 | 1229.2524 | 1298.2521 | 118.2759 | 1008.468 | 2424.9961 | 12604.2853
12 | 347 | 13 | 11102.2029 | 3971.9524 | 1533.1332 | 16607.2885 | 880.7401 | 225.5305 | 85.8942 | 1192.1648 | 1070.0492 | 157.2374 | 977.9804 | 2205.267 | 13209.8566
12 | 347 | 14 | 11826.738 | 4246.2148 | 1593.214 | 17666.1668 | 920.1365 | 252.3674 | 149.0618 | 1321.5657 | 727.7448 | 161.4118 | 1151.8278 | 2040.9844 | 14303.6167
12 | 347 | 15 | 12376.0131 | 4455.4003 | 1638.8125 | 18470.2259 | 1128.7859 | 287.355 | 163.7252 | 1579.8661 | 935.0755 | 84.8804 | 1154.2774 | 2174.2332 | 14716.1266
12 | 347 | 16 | 12387.09 | 4472.9659 | 1633.6311 | 18493.687 | 1681.2367 | 340.3845 | 352.9847 | 2374.6059 | 577.4648 | 2.783 | 598.1359 | 1178.3836 | 14940.6975
12 | 347 | 17 | 12148.6767 | 4387.7649 | 1602.5124 | 18138.9541 | 2460.6368 | 597.8243 | 743.3358 | 3801.7969 | 0 | 0 | 0 | 0 | 14337.1571
12 | 347 | 18 | 11682.9865 | 4244.383 | 1552.9708 | 17480.3402 | 3113.3935 | 777.4999 | 1156.2049 | 5047.0983 | 0 | 0 | 0 | 0 | 12433.2419
12 | 347 | 19 | 11015.4433 | 4005.2435 | 1472.9675 | 16493.6544 | 3307.2056 | 897.4213 | 1822.5691 | 6027.1961 | 0 | 0 | 0 | 0 | 10466.4583
12 | 347 | 20 | 10112.0166 | 3687.297 | 1413.825 | 15213.1386 | 3535.192 | 860.5297 | 2247.4483 | 6643.17 | 0 | 0 | 0 | 0 | 8569.9686
12 | 347 | 21 | 9296.3271 | 3385.2003 | 1353.8102 | 14035.3377 | 3865.3331 | 889.3529 | 2445.204 | 7199.89 | 0 | 0 | 0 | 0 | 6835.4477
12 | 347 | 22 | 8763.453 | 3194.0697 | 1319.8342 | 13277.3568 | 4129.0095 | 905.6333 | 2663.5757 | 7698.2185 | 0 | 0 | 0 | 0 | 5579.1383
12 | 347 | 23 | 8539.681 | 3099.7421 | 1294.1819 | 12933.6049 | 4316.3151 | 775.9504 | 2876.6849 | 7968.9505 | 0 | 0 | 0 | 0 | 4964.6545
12 | 347 | 24 | 8473.7994 | 3071.9657 | 1284.9114 | 12830.6765 | 4362.3338 | 655.4044 | 3124.6249 | 8142.3631 | 0 | 0 | 0 | 0 | 4688.3134
12 | 348 | 1 | 8541.3303 | 3097.0118 | 1291.5127 | 12929.8548 | 4475.378 | 518.6254 | 3307.5976 | 8301.601 | 0 | 0 | 0 | 0 | 4628.2538
12 | 348 | 2 | 8852.4502 | 3200.2158 | 1313.4283 | 13366.0942 | 4706.6989 | 436.9523 | 3369.9482 | 8513.5994 | 0 | 0 | 0 | 0 | 4852.4948
12 | 348 | 3 | 9590.6326 | 3446.0603 | 1372.8168 | 14409.5097 | 5284.2826 | 435.7243 | 3404.4009 | 9124.4079 | 0 | 0 | 0 | 0 | 5285.1018
12 | 348 | 4 | 10800.3992 | 3877.641 | 1474.558 | 16152.5982 | 5712.9441 | 508.5716 | 3392.3225 | 9613.8381 | 0 | 0 | 0 | 0 | 6538.7601
12 | 348 | 5 | 11518.8514 | 4151.6376 | 1530.3277 | 17200.8167 | 5982.8476 | 584.2109 | 3425.9645 | 9993.0229 | 0 | 0 | 0 | 0 | 7207.7937
12 | 348 | 6 | 11669.7368 | 4184.0537 | 1550.8836 | 17404.674 | 6146.7209 | 670.0353 | 3360.5954 | 10177.3517 | 0 | 0 | 0 | 0 | 7227.3223
12 | 348 | 7 | 11543.4076 | 4108.311 | 1566.0276 | 17217.7462 | 6230.7676 | 759.1106 | 3413.5634 | 10403.4416 | 0 | 0 | 0 | 0 | 6814.3045
12 | 348 | 8 | 11232.9966 | 4024.4516 | 1553.8113 | 16811.2595 | 6690.0883 | 807.3136 | 3375.4774 | 10872.8793 | 0 | 0 | 0 | 0 | 5938.3802
12 | 348 | 9 | 10988.7869 | 3953.9963 | 1532.5084 | 16475.2916 | 6680.117 | 829.4889 | 3306.0938 | 10815.6998 | 782.0125 | 264.3815 | 347.0487 | 1393.4427 | 4266.1492
12 | 348 | 10 | 10836.4064 | 3890.0455 | 1520.6337 | 16247.0856 | 5938.5684 | 618.8743 | 3052.9703 | 9610.413 | 1360.8688 | 584.4222 | 677.6868 | 2622.9778 | 4013.6947
12 | 348 | 11 | 10909.6485 | 3895.3141 | 1528.4575 | 16333.4202 | 4985.9603 | 378.8617 | 2633.3276 | 7998.1497 | 1257.8992 | 581.6392 | 650.3572 | 2489.8957 | 5845.3748
12 | 348 | 12 | 11072.4892 | 3945.0299 | 1532.1167 | 16549.6359 | 4879.7531 | 307.0468 | 2551.5245 | 7738.3244 | 1136.8403 | 459.1889 | 524.4499 | 2120.4791 | 6690.8325
12 | 348 | 13 | 11505.6223 | 4068.1002 | 1558.7771 | 17132.4996 | 4694.5495 | 569.1134 | 2638.4414 | 7902.1043 | 1089.5299 | 134.9737 | 397.9546 | 1622.4583 | 7607.9371
12 | 348 | 14 | 12312.7359 | 4352.8261 | 1618.1138 | 18283.6758 | 5137.0517 | 652.4537 | 2940.3196 | 8729.8249 | 823.757 | 218.4626 | 344.6453 | 1386.8649 | 8166.9859
12 | 348 | 15 | 12938.856 | 4611.1029 | 1668.5352 | 19218.494 | 5786.5597 | 892.4122 | 3507.6452 | 10186.6171 | 627.5581 | 233.7689 | 504.9365 | 1366.2635 | 7665.6134
12 | 348 | 16 | 12982.3736 | 4652.2863 | 1673.1865 | 19307.8464 | 6863.9246 | 1164.7614 | 3883.0525 | 11911.7385 | 275.5133 | 84.8804 | 268.1184 | 628.512 | 6767.5959
12 | 348 | 17 | 12804.2736 | 4627.2853 | 1652.7224 | 19084.2813 | 7821.4422 | 1924.2186 | 4147.9777 | 13893.6385 | 0 | 0 | 0 | 0 | 5190.6428
12 | 348 | 18 | 12385.9919 | 4513.2794 | 1604.6381 | 18503.9094 | 9587.9702 | 2533.8007 | 4207.0013 | 16328.7722 | 0 | 0 | 0 | 0 | 2175.1372
12 | 348 | 19 | 11756.2213 | 4294.6437 | 1543.3647 | 17594.2297 | 10132.0119 | 2582.0914 | 4223.863 | 16937.9663 | 0 | 0 | 0 | 0 | 656.2635
12 | 348 | 20 | 10860.6249 | 3977.8239 | 1465.8461 | 16304.2948 | 10265.597 | 2749.8511 | 4215.0205 | 17230.4686 | 0 | 0 | 0 | 0 | -926.1738
12 | 348 | 21 | 10036.0207 | 3672.6112 | 1404.903 | 15113.5349 | 10244.8092 | 2863.5604 | 4244.148 | 17352.5176 | 0 | 0 | 0 | 0 | -2238.9827
12 | 348 | 22 | 9461.413 | 3462.1096 | 1362.7533 | 14286.2759 | 10295.0096 | 3125.4156 | 4237.6786 | 17658.1038 | 0 | 0 | 0 | 0 | -3371.8279
12 | 348 | 23 | 9169.593 | 3350.9677 | 1339.7631 | 13860.3237 | 10673.7865 | 3243.1727 | 4207.2057 | 18124.1649 | 0 | 0 | 0 | 0 | -4263.8411
12 | 348 | 24 | 9025.1709 | 3294.6393 | 1322.5427 | 13642.3529 | 10749.5339 | 3371.2837 | 4206.5762 | 18327.3938 | 0 | 0 | 0 | 0 | -4685.0409
12 | 349 | 1 | 9010.8725 | 3292.1446 | 1320.3419 | 13623.3589 | 10675.5878 | 3274.9574 | 4263.3913 | 18213.9364 | 0 | 0 | 0 | 0 | -4590.5775
12 | 349 | 2 | 9236.6343 | 3361.3304 | 1338.3737 | 13936.3385 | 10569.5274 | 3173.68 | 4214.828 | 17958.0355 | 0 | 0 | 0 | 0 | -4021.697
12 | 349 | 3 | 9886.2581 | 3592.878 | 1397.9252 | 14877.0613 | 10366.7945 | 2885.5517 | 4216.3626 | 17468.7088 | 0 | 0 | 0 | 0 | -2591.6475
12 | 349 | 4 | 11038.3306 | 4017.676 | 1487.6373 | 16543.6439 | 9879.1056 | 2605.4751 | 4207.7997 | 16692.3804 | 0 | 0 | 0 | 0 | -148.7365
12 | 349 | 5 | 11685.0908 | 4268.2145 | 1542.6991 | 17496.0044 | 9337.8845 | 2606.8213 | 3773.3973 | 15718.1032 | 0 | 0 | 0 | 0 | 1777.9012
12 | 349 | 6 | 11679.1948 | 4271.3405 | 1565.5954 | 17516.1306 | 8694.2141 | 2286.9557 | 3692.3339 | 14673.5038 | 0 | 0 | 0 | 0 | 2842.6269
12 | 349 | 7 | 11340.2112 | 4146.4286 | 1562.687 | 17049.3268 | 7644.5228 | 1726.1251 | 3386.2596 | 12756.9075 | 0 | 0 | 0 | 0 | 4292.4193
12 | 349 | 8 | 10963.8323 | 4023.0389 | 1547.8573 | 16534.7285 | 6751.4626 | 1294.4752 | 3117.3531 | 11163.2909 | 0 | 0 | 0 | 0 | 5371.4376
12 | 349 | 9 | 10667.5234 | 3912.8621 | 1518.7735 | 16099.1589 | 6656.6841 | 1128.4321 | 3279.6069 | 11064.7231 | 219.8541 | 15.3063 | 376.7907 | 611.9511 | 4422.4848
12 | 349 | 10 | 10458.1378 | 3825.1032 | 1500.1241 | 15783.3651 | 5555.8296 | 1443.9148 | 3229.9443 | 10229.6886 | 676.26 | 50.0933 | 1114.1327 | 1840.486 | 3713.1904
12 | 349 | 11 | 10496.9783 | 3824.1005 | 1498.148 | 15819.2268 | 3960.8897 | 1363.9874 | 3403.1751 | 8728.0522 | 684.6088 | 104.3611 | 652.6954 | 1441.6653 | 5649.5093
12 | 349 | 12 | 10677.7905 | 3861.1291 | 1490.3043 | 16029.2239 | 3692.005 | 1490.0248 | 3301.3773 | 8483.4071 | 656.7792 | 171.1522 | 747.3488 | 1575.2802 | 5970.5366
12 | 349 | 13 | 10996.9263 | 3961.6037 | 1515.5992 | 16474.1292 | 3357.9341 | 1078.1931 | 3415.0965 | 7851.2237 | 750.0085 | 161.4118 | 812.8942 | 1724.3146 | 6898.5909
12 | 349 | 14 | 11833.3477 | 4240.2023 | 1586.7684 | 17660.3185 | 3160.791 | 1257.4714 | 3315.7259 | 7733.9883 | 595.554 | 64.0081 | 927.4288 | 1586.9909 | 8339.3393
12 | 349 | 15 | 12440.7296 | 4507.8871 | 1638.451 | 18587.0677 | 4153.722 | 2256.9797 | 2748.651 | 9159.3527 | 297.777 | 41.7444 | 646.3078 | 985.8293 | 8441.8858
12 | 349 | 16 | 12462.3645 | 4540.3627 | 1648.2476 | 18650.9747 | 7575.6269 | 2600.5415 | 2951.2435 | 13127.4119 | 151.6715 | 25.0467 | 342.1495 | 518.8677 | 5004.6952
12 | 349 | 17 | 12270.7304 | 4485.8341 | 1630.8383 | 18387.4029 | 8245.2652 | 3072.5232 | 3315.4498 | 14633.2382 | 0 | 0 | 0 | 0 | 3754.1647
12 | 349 | 18 | 11872.2842 | 4364.5401 | 1580.0992 | 17816.9235 | 8914.4622 | 3370.8144 | 3737.6842 | 16022.9608 | 0 | 0 | 0 | 0 | 1793.9628
12 | 349 | 19 | 11244.1514 | 4156.8045 | 1509.1143 | 16910.0702 | 8810.9655 | 3368.3731 | 3638.041 | 15817.3797 | 0 | 0 | 0 | 0 | 1092.6905
12 | 349 | 20 | 10377.7227 | 3856.6847 | 1453.8682 | 15688.2757 | 7895.8031 | 3372.254 | 3843.9444 | 15112.0014 | 0 | 0 | 0 | 0 | 576.2743
12 | 349 | 21 | 9549.1865 | 3552.5122 | 1396.6514 | 14498.3501 | 7432.0016 | 3372.254 | 3611.4516 | 14415.7072 | 0 | 0 | 0 | 0 | 82.643
12 | 349 | 22 | 8989.7475 | 3344.3774 | 1345.9709 | 13680.0957 | 6692.6461 | 3124.8512 | 3637.2587 | 13454.756 | 0 | 0 | 0 | 0 | 225.3398
12 | 349 | 23 | 8681.5224 | 3233.3771 | 1322.7577 | 13237.6573 | 6946.1839 | 2873.5676 | 3415.8709 | 13235.6224 | 0 | 0 | 0 | 0 | 2.0349
12 | 349 | 24 | 8533.2137 | 3179.4239 | 1309.4783 | 13022.1159 | 6953.1943 | 3322.7734 | 3655.098 | 13931.0657 | 0 | 0 | 0 | 0 | -908.9498
12 | 350 | 1 | 8526.1413 | 3173.397 | 1309.5339 | 13009.0722 | 6920.1552 | 3135.5235 | 3450.6777 | 13506.3564 | 0 | 0 | 0 | 0 | -497.2842
12 | 350 | 2 | 8745.7863 | 3243.1921 | 1330.6897 | 13319.668 | 7193.6182 | 3185.004 | 3055.3959 | 13434.0181 | 0 | 0 | 0 | 0 | -114.3501
12 | 350 | 3 | 9400.0067 | 3471.4153 | 1384.889 | 14256.3109 | 7588.2031 | 3363.5221 | 2132.8605 | 13084.5857 | 0 | 0 | 0 | 0 | 1171.7252
12 | 350 | 4 | 10512.7572 | 3859.4655 | 1486.2386 | 15858.4614 | 7758.5034 | 3372.254 | 1548.0191 | 12678.7765 | 0 | 0 | 0 | 0 | 3179.6849
12 | 350 | 5 | 11172.0343 | 4117.7911 | 1541.5427 | 16831.3681 | 7823.7197 | 3372.254 | 1651.8594 | 12847.8331 | 0 | 0 | 0 | 0 | 3983.535
12 | 350 | 6 | 11159.8244 | 4141.4932 | 1551.7736 | 16853.0912 | 8128.9352 | 3300.4587 | 1254.3426 | 12683.7365 | 0 | 0 | 0 | 0 | 4169.3547
12 | 350 | 7 | 10813.835 | 4033.8113 | 1538.1117 | 16385.7581 | 8178.0726 | 3199.5571 | 1248.8223 | 12626.452 | 0 | 0 | 0 | 0 | 3759.306
12 | 350 | 8 | 10419.5704 | 3920.6198 | 1512.4746 | 15852.6647 | 8227.1745 | 3372.254 | 1276.3185 | 12875.747 | 0 | 0 | 0 | 0 | 2976.9177
12 | 350 | 9 | 10179.3334 | 3880.9892 | 1482.747 | 15543.0696 | 8481.5823 | 2975.3809 | 1047.2887 | 12504.252 | 93.2293 | 0 | 214.0916 | 307.3208 | 2731.4968
12 | 350 | 10 | 10140.3648 | 3828.0157 | 1460.1181 | 15428.4987 | 7566.0846 | 2796.9213 | 851.8903 | 11214.8961 | 371.5255 | 9.7404 | 606.8299 | 988.0959 | 3225.5067
12 | 350 | 11 | 10259.2609 | 3837.5271 | 1467.7936 | 15564.5816 | 7167.0858 | 3273.2928 | 890.5007 | 11330.8793 | 271.3389 | 47.3104 | 609.4046 | 928.0538 | 3305.6484
12 | 350 | 12 | 10391.3119 | 3871.3716 | 1470.7403 | 15733.4238 | 6959.0845 | 3052.0857 | 691.1671 | 10702.3373 | 521.8055 | 50.0933 | 626.0027 | 1197.9015 | 3833.185
12 | 350 | 13 | 10723.3556 | 3949.4248 | 1497.0749 | 16169.8553 | 6597.6119 | 3089.9238 | 789.5314 | 10477.067 | 434.1422 | 126.6248 | 611.4048 | 1172.1718 | 4520.6164
12 | 350 | 14 | 11469.7724 | 4202.7144 | 1563.2793 | 17235.7661 | 7099.2871 | 3372.254 | 732.9352 | 11204.4763 | 475.8866 | 51.4848 | 577.8009 | 1105.1723 | 4926.1175
12 | 350 | 15 | 11934.4014 | 4371.7449 | 1609.9232 | 17916.0694 | 8091.3384 | 3372.254 | 510.2569 | 11973.8493 | 326.9981 | 45.9189 | 786.5394 | 1159.4564 | 4782.7638
12 | 350 | 16 | 11921.6125 | 4377.1525 | 1619.9995 | 17918.7645 | 7929.1172 | 3372.254 | 650.6267 | 11951.9979 | 253.2496 | 6.9574 | 418.681 | 678.888 | 5287.8786
12 | 350 | 17 | 11710.456 | 4294.4454 | 1594.503 | 17599.4044 | 8322.64 | 3372.254 | 1071.9488 | 12766.8428 | 0 | 0 | 0 | 0 | 4832.5617
12 | 350 | 18 | 11308.7606 | 4159.156 | 1544.6611 | 17012.5777 | 8546.736 | 3372.254 | 1586.837 | 13505.8269 | 0 | 0 | 0 | 0 | 3506.7507
12 | 350 | 19 | 10691.941 | 3942.2062 | 1483.4109 | 16117.5581 | 8409.4721 | 3372.254 | 2286.5901 | 14068.3162 | 0 | 0 | 0 | 0 | 2049.242
12 | 350 | 20 | 9843.71 | 3633.4443 | 1421.9881 | 14899.1424 | 8339.8854 | 3372.254 | 2734.0579 | 14446.1973 | 0 | 0 | 0 | 0 | 452.9451
12 | 350 | 21 | 9007.6664 | 3337.5361 | 1357.6696 | 13702.8722 | 8198.7836 | 3372.254 | 3309.7544 | 14880.792 | 0 | 0 | 0 | 0 | -1177.9199
12 | 350 | 22 | 8398.3988 | 3098.1074 | 1309.1434 | 12805.6496 | 8306.1453 | 3372.254 | 3269.629 | 14948.0282 | 0 | 0 | 0 | 0 | -2142.3786
12 | 350 | 23 | 8046.9338 | 2964.6039 | 1281.0604 | 12292.5981 | 8223.5155 | 3372.254 | 3402.4709 | 14998.2404 | 0 | 0 | 0 | 0 | -2705.6422
12 | 350 | 24 | 7849.5219 | 2884.5245 | 1265.3055 | 11999.3519 | 8048.202 | 3372.254 | 3579.6109 | 15000.0669 | 0 | 0 | 0 | 0 | -3000.715
12 | 351 | 1 | 7800.8296 | 2858.0699 | 1259.3539 | 11918.2534 | 8135.1278 | 3372.254 | 3596.282 | 15103.6638 | 0 | 0 | 0 | 0 | -3185.4103
12 | 351 | 2 | 7969.4968 | 2903.8103 | 1273.0832 | 12146.3903 | 7937.2884 | 3372.254 | 3382.1401 | 14691.6824 | 0 | 0 | 0 | 0 | -2545.2921
12 | 351 | 3 | 8525.0678 | 3081.792 | 1325.5838 | 12932.4437 | 7169.084 | 3372.254 | 2948.6813 | 13490.0194 | 0 | 0 | 0 | 0 | -557.5757
12 | 351 | 4 | 9522.1413 | 3428.4884 | 1415.2664 | 14365.8961 | 6662.8087 | 3366.2233 | 2835.3669 | 12864.3989 | 0 | 0 | 0 | 0 | 1501.4971
12 | 351 | 5 | 10262.8982 | 3695.3969 | 1484.8161 | 15443.1113 | 6065.082 | 3276.7995 | 2792.8479 | 12134.7293 | 0 | 0 | 0 | 0 | 3308.3819
12 | 351 | 6 | 10686.3482 | 3826.0908 | 1527.8746 | 16040.3136 | 5523.0747 | 3251.6409 | 2680.5927 | 11455.3083 | 0 | 0 | 0 | 0 | 4585.0053
12 | 351 | 7 | 10871.8835 | 3878.2706 | 1547.6673 | 16297.8213 | 4869.1143 | 3219.8633 | 2606.737 | 10695.7146 | 0 | 0 | 0 | 0 | 5602.1067
12 | 351 | 8 | 10897.3498 | 3904.8542 | 1551.8547 | 16354.0588 | 4620.7195 | 3049.3543 | 2433.2568 | 10103.3306 | 0 | 0 | 0 | 0 | 6250.7282
12 | 351 | 9 | 10850.9911 | 3913.8019 | 1543.3452 | 16308.1382 | 4871.023 | 2910.3544 | 2210.6254 | 9992.0028 | 207.3307 | 157.2374 | 88.8465 | 453.4146 | 5862.7209
12 | 351 | 10 | 10745.0002 | 3876.3575 | 1519.9381 | 16141.2957 | 3602.6893 | 1407.5222 | 1546.1479 | 6556.3594 | 656.7792 | 368.7425 | 251.0247 | 1276.5464 | 8308.3899
12 | 351 | 11 | 10702.5329 | 3843.2902 | 1510.0409 | 16055.864 | 2936.7576 | 1209.267 | 968.2754 | 5114.3001 | 258.8155 | 105.7526 | 257.5654 | 622.1335 | 10319.4304
12 | 351 | 12 | 10626.4187 | 3783.1252 | 1499.1611 | 15908.705 | 3726.5047 | 1247.3773 | 607.1475 | 5581.0295 | 649.8218 | 89.0548 | 391.3931 | 1130.2697 | 9197.4058
12 | 351 | 13 | 10698.4079 | 3798.5997 | 1511.5493 | 16008.5569 | 5862.8153 | 2242.2957 | 554.7907 | 8659.9016 | 672.0855 | 171.1522 | 457.6633 | 1300.9011 | 6047.7543
12 | 351 | 14 | 11155.3802 | 3957.0639 | 1540.5923 | 16653.0364 | 7782.247 | 1859.3765 | 570.9753 | 10212.5987 | 278.2963 | 32.0041 | 508.8356 | 819.1359 | 5621.3018
12 | 351 | 15 | 11418.8422 | 4102.4986 | 1538.5331 | 17059.8739 | 8712.009 | 2879.9742 | 584.5539 | 12176.5371 | 349.2618 | 253.2496 | 503.5614 | 1106.0728 | 3777.264
12 | 351 | 16 | 11252.4351 | 4066.0013 | 1525.6696 | 16844.106 | 10034.7474 | 3214.6238 | 916.0413 | 14165.4125 | 150.28 | 111.3185 | 199.1232 | 460.7217 | 2217.9719
12 | 351 | 17 | 10903.5441 | 3951.7532 | 1497.2305 | 16352.5278 | 10270.2412 | 3372.254 | 1418.2758 | 15060.771 | 0 | 0 | 0 | 0 | 1291.7568
12 | 351 | 18 | 10460.9777 | 3812.473 | 1443.5921 | 15717.0428 | 10508.0734 | 3372.254 | 1981.1548 | 15861.4822 | 0 | 0 | 0 | 0 | -144.4393
12 | 351 | 19 | 9930.7337 | 3625.656 | 1388.9612 | 14945.3509 | 10893.3673 | 3372.254 | 2406.9135 | 16672.5348 | 0 | 0 | 0 | 0 | -1727.1838
12 | 351 | 20 | 9246.4278 | 3390.3472 | 1342.7474 | 13979.5224 | 10956.2974 | 2965.8804 | 3354.6586 | 17276.8365 | 0 | 0 | 0 | 0 | -3297.314
12 | 351 | 21 | 8508.1225 | 3118.3553 | 1286.1666 | 12912.6443 | 10956.2974 | 2834.2517 | 3939.183 | 17729.7322 | 0 | 0 | 0 | 0 | -4817.0878
12 | 351 | 22 | 7886.4753 | 2889.6692 | 1235.9934 | 12012.1379 | 10956.2974 | 3367.9644 | 4175.8766 | 18500.1385 | 0 | 0 | 0 | 0 | -6488.0006
12 | 351 | 23 | 7507.4702 | 2748.9651 | 1214.4897 | 11470.9251 | 10956.2974 | 3369.1706 | 4244.7376 | 18570.2056 | 0 | 0 | 0 | 0 | -7099.2805
12 | 351 | 24 | 7285.4252 | 2669.6036 | 1195.2326 | 11150.2614 | 10956.2974 | 3371.2837 | 4261.4567 | 18589.0379 | 0 | 0 | 0 | 0 | -7438.7765
12 | 352 | 1 | 7182.8144 | 2633.4814 | 1183.6343 | 10999.9301 | 10956.2974 | 3361.7674 | 4263.3913 | 18581.4561 | 0 | 0 | 0 | 0 | -7581.526
12 | 352 | 2 | 7196.015 | 2636.0245 | 1189.9346 | 11021.9741 | 10954.1544 | 3364.0542 | 4263.3913 | 18581.5999 | 0 | 0 | 0 | 0 | -7559.6259
12 | 352 | 3 | 7408.8899 | 2709.2186 | 1214.9754 | 11333.084 | 10895.7279 | 3350.8062 | 4263.3913 | 18509.9254 | 0 | 0 | 0 | 0 | -7176.8415
12 | 352 | 4 | 7834.1947 | 2856.1354 | 1254.7501 | 11945.0802 | 10884.4417 | 3286.716 | 4263.3913 | 18434.549 | 0 | 0 | 0 | 0 | -6489.4687
12 | 352 | 5 | 8379.3666 | 3065.0602 | 1314.3199 | 12758.7466 | 10752.2211 | 3372.254 | 4263.3913 | 18387.8663 | 0 | 0 | 0 | 0 | -5629.1197
12 | 352 | 6 | 8961.4074 | 3301.0258 | 1375.3596 | 13637.7928 | 10544.8758 | 3372.254 | 4263.3913 | 18180.5211 | 0 | 0 | 0 | 0 | -4542.7283
12 | 352 | 7 | 9349.1431 | 3495.7521 | 1410.9287 | 14255.824 | 10403.0047 | 3372.254 | 4263.3913 | 18038.65 | 0 | 0 | 0 | 0 | -3782.826
12 | 352 | 8 | 9649.0121 | 3563.1406 | 1422.0589 | 14634.2115 | 10430.9064 | 3333.6481 | 4263.3913 | 18027.9457 | 0 | 0 | 0 | 0 | -3393.7342
12 | 352 | 9 | 9731.3667 | 3521.5498 | 1420.5005 | 14673.417 | 10617.2719 | 3059.1172 | 4263.3913 | 17939.7804 | 697.1322 | 264.3815 | 268.0722 | 1229.5858 | -4495.9492
12 | 352 | 10 | 9722.2467 | 3492.5161 | 1414.9285 | 14629.6914 | 10822.8829 | 3372.254 | 4263.3913 | 18458.5281 | 1690.6499 | 662.3452 | 699.5265 | 3052.5216 | -6881.3584
12 | 352 | 11 | 9568.6542 | 3539.9115 | 1415.026 | 14523.5917 | 10938.0587 | 3372.254 | 4263.3913 | 18573.704 | 1625.2502 | 645.6473 | 1082.4874 | 3353.385 | -7403.4973
12 | 352 | 12 | 9585.2204 | 3557.6978 | 1419.4596 | 14562.3777 | 10906.2636 | 3372.254 | 4263.3913 | 18541.9088 | 1597.4206 | 556.5926 | 949.4677 | 3103.4809 | -7083.012
12 | 352 | 13 | 9865.9494 | 3614.0862 | 1429.8652 | 14909.9008 | 10881.9786 | 3372.254 | 4263.3913 | 18517.6239 | 1545.9358 | 524.5885 | 949.1552 | 3019.6795 | -6627.4027
12 | 352 | 14 | 10555.9922 | 3838.8828 | 1479.3858 | 15874.2608 | 10849.9376 | 3372.254 | 4263.3913 | 18485.5829 | 1779.7047 | 599.7285 | 1106.7423 | 3486.1755 | -6097.4976
12 | 352 | 15 | 11019.6475 | 4047.4372 | 1513.5945 | 16580.6792 | 10568.4054 | 3332.4755 | 4263.3913 | 18164.2722 | 1975.9036 | 672.0855 | 1221.4435 | 3869.4326 | -5453.0256
12 | 352 | 16 | 10961.2958 | 4030.7654 | 1507.3442 | 16499.4054 | 10546.3095 | 3370.3135 | 4263.3913 | 18180.0143 | 1312.1669 | 500.9333 | 657.0157 | 2470.1159 | -4150.7249
12 | 352 | 17 | 10768.5151 | 3957.9021 | 1491.2285 | 16217.6457 | 10785.9353 | 3364.4442 | 4164.8961 | 18315.2756 | 0 | 0 | 0 | 0 | -2097.6299
12 | 352 | 18 | 10505.1963 | 3874.8306 | 1461.177 | 15841.204 | 10646.3102 | 3371.1394 | 4222.4784 | 18239.9279 | 0 | 0 | 0 | 0 | -2398.7239
12 | 352 | 19 | 10144.5306 | 3752.1236 | 1423.7812 | 15320.4353 | 10282.6043 | 3372.254 | 4227.4084 | 17882.2666 | 0 | 0 | 0 | 0 | -2561.8313
12 | 352 | 20 | 9624.5737 | 3569.5056 | 1377.2187 | 14571.2981 | 10179.6259 | 3372.254 | 4248.674 | 17800.5539 | 0 | 0 | 0 | 0 | -3229.2558
12 | 352 | 21 | 8996.4785 | 3345.7517 | 1326.0798 | 13668.3099 | 10078.4722 | 3372.254 | 4248.674 | 17699.4002 | 0 | 0 | 0 | 0 | -4031.0903
12 | 352 | 22 | 8477.7099 | 3147.5343 | 1284.2974 | 12909.5416 | 9687.8164 | 3321.8032 | 4248.674 | 17258.2936 | 0 | 0 | 0 | 0 | -4348.7519
12 | 352 | 23 | 8141.099 | 3011.868 | 1258.7377 | 12411.7047 | 9607.0494 | 3275.2333 | 4227.1293 | 17109.4119 | 0 | 0 | 0 | 0 | -4697.7072
12 | 352 | 24 | 7966.3906 | 2943.1705 | 1247.1302 | 12156.6913 | 9465.8477 | 3267.4716 | 3830.3065 | 16563.6258 | 0 | 0 | 0 | 0 | -4406.9345
12 | 353 | 1 | 7894.8321 | 2911.6912 | 1245.0703 | 12051.5937 | 8898.4408 | 3370.3135 | 3606.8003 | 15875.5546 | 0 | 0 | 0 | 0 | -3823.9609
12 | 353 | 2 | 7948.9454 | 2919.5871 | 1249.5543 | 12118.0868 | 8433.5561 | 2564.3892 | 3454.1899 | 14452.1351 | 0 | 0 | 0 | 0 | -2334.0483
12 | 353 | 3 | 8144.0762 | 2984.9875 | 1271.0027 | 12400.0664 | 7953.496 | 2077.4768 | 3447.0695 | 13478.0422 | 0 | 0 | 0 | 0 | -1077.9758
12 | 353 | 4 | 8534.7503 | 3114.3016 | 1318.6034 | 12967.6552 | 7132.9327 | 1705.1973 | 3407.6688 | 12245.7987 | 0 | 0 | 0 | 0 | 721.8565
12 | 353 | 5 | 9000.9565 | 3277.8094 | 1381.8299 | 13660.5959 | 6507.2279 | 1307.7845 | 3407.6688 | 11222.6811 | 0 | 0 | 0 | 0 | 2437.9148
12 | 353 | 6 | 9358.3062 | 3447.1234 | 1433.3967 | 14238.8263 | 6074.907 | 932.7366 | 3404.9042 | 10412.5478 | 0 | 0 | 0 | 0 | 3826.2785
12 | 353 | 7 | 9472.1071 | 3525.2927 | 1456.8319 | 14454.2317 | 5943.2822 | 901.1648 | 3382.2069 | 10226.654 | 0 | 0 | 0 | 0 | 4227.5777
12 | 353 | 8 | 9436.6373 | 3529.4596 | 1468.8999 | 14434.9968 | 5598.057 | 1004.5428 | 3337.8144 | 9940.4143 | 0 | 0 | 0 | 0 | 4494.5824
12 | 353 | 9 | 9377.9506 | 3489.5255 | 1452.8713 | 14320.3474 | 5333.1994 | 1406.0289 | 3221.1158 | 9960.344 | 686.0003 | 262.99 | 380.861 | 1329.8513 | 3030.1521
12 | 353 | 10 | 9373.382 | 3471.1232 | 1444.0142 | 14288.5194 | 4017.2131 | 961.3993 | 3247.108 | 8225.7205 | 1671.1692 | 648.4303 | 880.2225 | 3199.822 | 2862.9769
12 | 353 | 11 | 9412.1102 | 3472.7687 | 1450.4052 | 14335.2842 | 2806.3205 | 255.8063 | 2743.4954 | 5805.6222 | 1607.161 | 620.6007 | 1032.3062 | 3260.0679 | 5269.594
12 | 353 | 12 | 9593.4597 | 3511.158 | 1452.7052 | 14557.323 | 2219.3641 | 87.8538 | 2338.6998 | 4645.9177 | 1429.0514 | 530.1544 | 916.922 | 2876.1277 | 7035.2775
12 | 353 | 13 | 9931.9553 | 3602.1238 | 1470.7963 | 15004.8754 | 2193.2058 | 107.8393 | 2263.0878 | 4564.1329 | 1372.0007 | 498.1504 | 868.366 | 2738.517 | 7702.2255
12 | 353 | 14 | 10727.8038 | 3865.9496 | 1536.9328 | 16130.6863 | 2292.9828 | 111.201 | 2198.256 | 4602.4397 | 1676.7351 | 482.844 | 1099.389 | 3258.9682 | 8269.2784
12 | 353 | 15 | 11286.6126 | 4118.1964 | 1575.1413 | 16979.9502 | 2591.5557 | 153.8611 | 2028.058 | 4773.4749 | 1622.4673 | 602.5114 | 1185.0983 | 3410.077 | 8796.3983
12 | 353 | 16 | 11290.5786 | 4123.7612 | 1566.1904 | 16980.5302 | 3033.4809 | 319.7807 | 2054.6143 | 5407.876 | 1026.9133 | 468.9292 | 628.9569 | 2124.7994 | 9447.8548
12 | 353 | 17 | 11120.1512 | 4068.5144 | 1545.5582 | 16734.2238 | 4175.2102 | 792.6296 | 1988.5598 | 6956.3996 | 0 | 0 | 0 | 0 | 9777.8242
12 | 353 | 18 | 10884.0479 | 3987.27 | 1511.5185 | 16382.8364 | 5169.9983 | 1469.3116 | 1933.995 | 8573.3049 | 0 | 0 | 0 | 0 | 7809.5315
12 | 353 | 19 | 10461.2975 | 3839.5949 | 1465.6751 | 15766.5676 | 5956.2904 | 1986.1133 | 1884.654 | 9827.0577 | 0 | 0 | 0 | 0 | 5939.5099
12 | 353 | 20 | 9851.8534 | 3621.5143 | 1418.472 | 14891.8397 | 6401.1803 | 2152.8063 | 1701.3372 | 10255.3238 | 0 | 0 | 0 | 0 | 4636.5159
12 | 353 | 21 | 9186.3159 | 3375.6056 | 1371.0919 | 13933.0135 | 6768.6332 | 2424.2278 | 1674.2678 | 10867.1288 | 0 | 0 | 0 | 0 | 3065.8847
12 | 353 | 22 | 8673.2337 | 3173.1616 | 1332.3856 | 13178.7809 | 6693.9456 | 2619.7259 | 1621.0223 | 10934.6939 | 0 | 0 | 0 | 0 | 2244.087
12 | 353 | 23 | 8320.3016 | 3040.4266 | 1307.314 | 12668.0422 | 6228.6625 | 2712.6689 | 1626.3683 | 10567.6997 | 0 | 0 | 0 | 0 | 2100.3425
12 | 353 | 24 | 8142.5955 | 2971.1297 | 1296.4318 | 12410.157 | 5768.6103 | 2670.9854 | 1672.1271 | 10111.7228 | 0 | 0 | 0 | 0 | 2298.4343
12 | 354 | 1 | 8090.3546 | 2954.1606 | 1291.9966 | 12336.5118 | 5611.0725 | 2654.2681 | 1630.593 | 9895.9335 | 0 | 0 | 0 | 0 | 2440.5782
12 | 354 | 2 | 8216.8825 | 2995.076 | 1298.9362 | 12510.8947 | 5252.4195 | 2692.9332 | 1652.8398 | 9598.1926 | 0 | 0 | 0 | 0 | 2912.7022
12 | 354 | 3 | 8562.5241 | 3114.5245 | 1322.7515 | 12999.8002 | 4663.7618 | 2595.642 | 1749.4852 | 9008.8889 | 0 | 0 | 0 | 0 | 3990.9112
12 | 354 | 4 | 9150.5183 | 3312.9567 | 1381.1806 | 13844.6556 | 4298.6151 | 2346.4076 | 2040.3596 | 8685.3824 | 0 | 0 | 0 | 0 | 5159.2732
12 | 354 | 5 | 9754.679 | 3524.4014 | 1450.1301 | 14729.2105 | 4144.1632 | 2370.6127 | 2032.5605 | 8547.3365 | 0 | 0 | 0 | 0 | 6181.874
12 | 354 | 6 | 10250.1952 | 3783.7585 | 1513.4199 | 15547.3736 | 3942.2997 | 2146.8724 | 1782.2544 | 7871.4265 | 0 | 0 | 0 | 0 | 7675.9471
12 | 354 | 7 | 10438.8839 | 3986.0524 | 1537.9717 | 15962.908 | 3389.9072 | 1718.227 | 1677.7239 | 6785.8581 | 0 | 0 | 0 | 0 | 9177.0498
12 | 354 | 8 | 10469.709 | 4059.7325 | 1528.2831 | 16057.7245 | 3060.2029 | 1622.3626 | 1456.4576 | 6139.0231 | 0 | 0 | 0 | 0 | 9918.7015
12 | 354 | 9 | 10583.8119 | 4062.1162 | 1507.6452 | 16153.5732 | 3200.2437 | 1405.6594 | 1489.5978 | 6095.5008 | 686.0003 | 243.5092 | 464.079 | 1393.5886 | 8664.4839
12 | 354 | 10 | 10589.2919 | 3973.5497 | 1487.1762 | 16050.0178 | 2629.8888 | 1037.9224 | 1429.8132 | 5097.6244 | 1833.9725 | 605.2944 | 1160.385 | 3599.6518 | 7352.7416
12 | 354 | 11 | 10578.9729 | 3877.5945 | 1469.3263 | 15925.8936 | 1966.8236 | 381.2413 | 1312.683 | 3660.7479 | 1767.1813 | 599.7285 | 1107.9462 | 3474.8561 | 8790.2897
12 | 354 | 12 | 10617.4519 | 3829.8067 | 1463.6022 | 15910.8608 | 1450.0917 | 97.1446 | 1221.2771 | 2768.5134 | 1461.0555 | 407.7041 | 900.9743 | 2769.7338 | 10372.6135
12 | 354 | 13 | 10751.0195 | 3884.3032 | 1479.3093 | 16114.632 | 1370.4043 | 110.6346 | 1155.1246 | 2636.1636 | 1210.5888 | 317.2578 | 893.7877 | 2421.6343 | 11056.8342
12 | 354 | 14 | 11187.6947 | 4075.1321 | 1522.3715 | 16785.1983 | 1323.1566 | 118.8403 | 945.1437 | 2387.1406 | 1134.0574 | 322.8237 | 1052.537 | 2509.4181 | 11888.6397
12 | 354 | 15 | 11330.2542 | 4168.7798 | 1539.1479 | 17038.182 | 1502.7216 | 130.705 | 583.2316 | 2216.6582 | 911.4203 | 129.4078 | 1068.7139 | 2109.542 | 12711.9818
12 | 354 | 16 | 10996.1836 | 4055.7425 | 1521.9692 | 16573.8953 | 2055.3767 | 192.7922 | 368.5752 | 2616.744 | 521.8055 | 20.8722 | 554.0252 | 1096.703 | 12860.4483
12 | 354 | 17 | 10609.4587 | 3922.6449 | 1494.4359 | 16026.5395 | 2944.8756 | 414.9544 | 292.5389 | 3652.369 | 0 | 0 | 0 | 0 | 12374.1705
12 | 354 | 18 | 10306.9581 | 3814.6543 | 1466.3439 | 15587.9563 | 3334.0816 | 765.3557 | 355.249 | 4454.6862 | 0 | 0 | 0 | 0 | 11133.27
12 | 354 | 19 | 10027.9708 | 3720.0297 | 1432.6731 | 15180.6736 | 4319.0371 | 908.0428 | 441.8774 | 5668.9573 | 0 | 0 | 0 | 0 | 9511.7162
12 | 354 | 20 | 9598.5445 | 3587.9543 | 1392.2591 | 14578.7579 | 4769.8935 | 1290.3913 | 611.7392 | 6672.024 | 0 | 0 | 0 | 0 | 7906.7339
12 | 354 | 21 | 9061.3952 | 3403.9866 | 1344.4848 | 13809.8666 | 5467.6459 | 1594.3396 | 721.2922 | 7783.2777 | 0 | 0 | 0 | 0 | 6026.5889
12 | 354 | 22 | 8570.953 | 3216.3424 | 1296.8091 | 13084.1045 | 5839.3877 | 1926.6339 | 783.9442 | 8549.9658 | 0 | 0 | 0 | 0 | 4534.1387
12 | 354 | 23 | 8240.9494 | 3083.9929 | 1273.1947 | 12598.137 | 6660.8293 | 1989.078 | 1052.5003 | 9702.4076 | 0 | 0 | 0 | 0 | 2895.7294
12 | 354 | 24 | 8051.8354 | 3008.3337 | 1258.4515 | 12318.6207 | 7089.2027 | 2154.8292 | 1098.9709 | 10343.0028 | 0 | 0 | 0 | 0 | 1975.6179
12 | 355 | 1 | 7981.9546 | 2973.8876 | 1254.6966 | 12210.5388 | 7425.4749 | 2446.7525 | 1148.7231 | 11020.9505 | 0 | 0 | 0 | 0 | 1189.5883
12 | 355 | 2 | 8037.7543 | 2983.5205 | 1263.5737 | 12284.8485 | 8096.5648 | 2811.7116 | 1372.4526 | 12280.729 | 0 | 0 | 0 | 0 | 4.1195
12 | 355 | 3 | 8260.9766 | 3051.7385 | 1288.254 | 12600.9691 | 8544.5611 | 3372.254 | 1528.9191 | 13445.7342 | 0 | 0 | 0 | 0 | -844.7651
12 | 355 | 4 | 8674.7179 | 3175.6281 | 1340.1569 | 13190.503 | 8988.6547 | 3372.254 | 1788.7505 | 14149.6592 | 0 | 0 | 0 | 0 | -959.1562
12 | 355 | 5 | 9170.2824 | 3343.6064 | 1408.4241 | 13922.313 | 9278.3616 | 3356.3409 | 2019.9489 | 14654.6513 | 0 | 0 | 0 | 0 | -732.3383
12 | 355 | 6 | 9576.8224 | 3515.6686 | 1460.1774 | 14552.6684 | 9613.2376 | 3372.254 | 2307.87 | 15293.3615 | 0 | 0 | 0 | 0 | -740.6931
12 | 355 | 7 | 9640.1462 | 3554.3532 | 1474.0386 | 14668.538 | 9540.0609 | 3372.254 | 2906.7746 | 15819.0895 | 0 | 0 | 0 | 0 | -1150.5515
12 | 355 | 8 | 9475.6274 | 3524.6306 | 1457.9202 | 14458.1782 | 9741.5431 | 3372.254 | 3746.7495 | 16860.5466 | 0 | 0 | 0 | 0 | -2402.3684
12 | 355 | 9 | 9350.7301 | 3494.8822 | 1437.6174 | 14283.2297 | 10230.3813 | 3372.254 | 3841.5996 | 17444.2349 | 5.5659 | 0 | 13.8523 | 19.4182 | -3180.4234
12 | 355 | 10 | 9269.693 | 3474.0054 | 1416.2474 | 14159.9458 | 10083.3132 | 3372.254 | 4130.4023 | 17585.9695 | 65.3996 | 5.5659 | 119.7254 | 190.6909 | -3616.7146
12 | 355 | 11 | 9202.3783 | 3434.448 | 1406.0211 | 14042.8474 | 10601.2595 | 3372.254 | 4231.4735 | 18204.987 | 292.2111 | 55.6593 | 201.9895 | 549.8598 | -4711.9994
12 | 355 | 12 | 9246.4772 | 3426.4689 | 1397.0675 | 14070.0136 | 10901.7018 | 3168.6319 | 4253.2098 | 18323.5436 | 225.42 | 52.8763 | 211.2298 | 489.5261 | -4743.056
12 | 355 | 13 | 9518.286 | 3487.4999 | 1416.9689 | 14422.7548 | 10904.1824 | 3244.7822 | 4263.3913 | 18412.3559 | 244.9007 | 15.3063 | 364.1424 | 624.3494 | -4613.9505
12 | 355 | 14 | 10145.7935 | 3688.2303 | 1469.6316 | 15303.6555 | 10764.8902 | 3372.254 | 4263.3913 | 18400.5354 | 101.5781 | 9.7404 | 247.758 | 359.0765 | -3455.9564
12 | 355 | 15 | 10592.6352 | 3855.5048 | 1503.7329 | 15951.8728 | 10956.2974 | 3372.254 | 4263.3913 | 18591.9427 | 57.0507 | 5.5659 | 121.2627 | 183.8794 | -2823.9493
12 | 355 | 16 | 10662.7971 | 3882.5674 | 1516.5828 | 16061.9473 | 10852.2984 | 2591.6661 | 4263.3913 | 17707.3558 | 26.4381 | 9.7404 | 41.3902 | 77.5687 | -1722.9773
12 | 355 | 17 | 10630.142 | 3874.183 | 1505.8886 | 16010.2135 | 10637.9012 | 3371.9402 | 4263.3913 | 18273.2327 | 0 | 0 | 0 | 0 | -2263.0192
12 | 355 | 18 | 10476.6017 | 3831.2197 | 1477.6408 | 15785.4622 | 10585.8046 | 3343.8272 | 4263.3913 | 18193.0232 | 0 | 0 | 0 | 0 | -2407.561
12 | 355 | 19 | 10184.5136 | 3741.7822 | 1434.547 | 15360.8428 | 10800.1884 | 3240.3967 | 4231.0454 | 18271.6305 | 0 | 0 | 0 | 0 | -2910.7877
12 | 355 | 20 | 9668.4291 | 3578.0919 | 1392.1662 | 14638.6873 | 10778.4014 | 3372.254 | 4066.6768 | 18217.3322 | 0 | 0 | 0 | 0 | -3578.6449
12 | 355 | 21 | 9119.3199 | 3376.158 | 1348.4666 | 13843.9445 | 10925.9478 | 3372.254 | 3630.4801 | 17928.6819 | 0 | 0 | 0 | 0 | -4084.7374
12 | 355 | 22 | 8696.1475 | 3214.7053 | 1312.926 | 13223.7788 | 10954.2119 | 3372.254 | 3633.2534 | 17959.7193 | 0 | 0 | 0 | 0 | -4735.9405
12 | 355 | 23 | 8449.4711 | 3125.6962 | 1295.5294 | 12870.6967 | 10956.2974 | 3372.254 | 4263.3764 | 18591.9279 | 0 | 0 | 0 | 0 | -5721.2311
12 | 355 | 24 | 8342.5152 | 3085.2818 | 1289.4489 | 12717.2459 | 10945.969 | 3372.254 | 4142.2619 | 18460.4849 | 0 | 0 | 0 | 0 | -5743.239
12 | 356 | 1 | 8351.4051 | 3086.4734 | 1290.2389 | 12728.1174 | 10956.2974 | 3372.254 | 3990.9132 | 18319.4646 | 0 | 0 | 0 | 0 | -5591.3472
12 | 356 | 2 | 8556.8628 | 3145.0749 | 1308.3754 | 13010.3132 | 10956.175 | 3372.254 | 4213.4504 | 18541.8793 | 0 | 0 | 0 | 0 | -5531.5661
12 | 356 | 3 | 9059.4292 | 3310.3034 | 1355.1005 | 13724.8331 | 10956.2974 | 3372.0546 | 4257.0058 | 18585.3578 | 0 | 0 | 0 | 0 | -4860.5248
12 | 356 | 4 | 9827.3475 | 3562.526 | 1427.911 | 14817.7845 | 10950.6089 | 3372.254 | 4263.3913 | 18586.2542 | 0 | 0 | 0 | 0 | -3768.4697
12 | 356 | 5 | 10474.383 | 3786.8782 | 1492.4768 | 15753.738 | 10918.907 | 3372.2491 | 4262.0297 | 18553.1858 | 0 | 0 | 0 | 0 | -2799.4478
12 | 356 | 6 | 10827.6104 | 3953.7726 | 1546.1503 | 16327.5332 | 10931.5742 | 3355.6259 | 4263.3913 | 18550.5914 | 0 | 0 | 0 | 0 | -2223.0581
12 | 356 | 7 | 10838.3575 | 4029.9743 | 1566.6064 | 16434.9381 | 10949.1726 | 3327.1505 | 4263.3473 | 18539.6704 | 0 | 0 | 0 | 0 | -2104.7323
12 | 356 | 8 | 10726.3532 | 4015.7833 | 1561.1878 | 16303.3243 | 10901.3347 | 3369.9925 | 4263.3913 | 18534.7185 | 0 | 0 | 0 | 0 | -2231.3941
12 | 356 | 9 | 10589.1901 | 3908.6317 | 1538.6499 | 16036.4717 | 10765.3682 | 3371.8451 | 4263.3913 | 18400.6046 | 153.0629 | 0 | 140.4146 | 293.4776 | -2657.6105
12 | 356 | 10 | 10489.5708 | 3842.5302 | 1514.8447 | 15846.9457 | 10719.435 | 2855.6534 | 4263.3869 | 17838.4753 | 584.4222 | 6.9574 | 366.7677 | 958.1473 | -2949.6768
12 | 356 | 11 | 10538.1098 | 3866.0287 | 1507.6783 | 15911.8167 | 9672.8491 | 2782.7095 | 4260.0598 | 16715.6185 | 186.4585 | 13.9148 | 208.5718 | 408.9451 | -1212.7469
12 | 356 | 12 | 10681.6818 | 3897.4919 | 1502.8527 | 16082.0264 | 8941.572 | 2823.9024 | 4250.1089 | 16015.5833 | 321.4322 | 186.4585 | 210.688 | 718.5788 | -652.1356
12 | 356 | 13 | 11008.7781 | 3962.0072 | 1521.791 | 16492.5762 | 10271.6622 | 3216.8984 | 4152.758 | 17641.3186 | 418.8359 | 441.0996 | 463.6161 | 1323.5516 | -2472.294
12 | 356 | 14 | 11704.3767 | 4173.8507 | 1583.1787 | 17461.4061 | 10023.294 | 3281.0545 | 4122.9402 | 17427.2887 | 972.6455 | 140.5396 | 118.5631 | 1231.7482 | -1197.6308
12 | 356 | 15 | 12211.614 | 4397.8781 | 1628.408 | 18237.9001 | 9776.7541 | 3372.1096 | 3951.0081 | 17099.8719 | 1281.5543 | 151.6715 | 912.0019 | 2345.2277 | -1207.1995
12 | 356 | 16 | 12144.4328 | 4406.3924 | 1634.9078 | 18185.733 | 10014.5263 | 3372.254 | 3648.925 | 17035.7052 | 807.0592 | 228.203 | 415.6109 | 1450.873 | -300.8452
12 | 356 | 17 | 11852.2063 | 4326.8204 | 1601.5112 | 17780.5379 | 10458.0321 | 3342.7672 | 4053.4461 | 17854.2454 | 0 | 0 | 0 | 0 | -73.7075
12 | 356 | 18 | 11406.3597 | 4201.2244 | 1551.4264 | 17159.0105 | 10123.8552 | 2849.9062 | 4148.0775 | 17121.8389 | 0 | 0 | 0 | 0 | 37.1716
12 | 356 | 19 | 10812.8421 | 4009.3923 | 1488.4607 | 16310.6951 | 10232.3187 | 2941.6406 | 4187.7151 | 17361.6745 | 0 | 0 | 0 | 0 | -1050.9794
12 | 356 | 20 | 10059.9345 | 3742.6908 | 1430.3523 | 15232.9776 | 10399.7132 | 3218.021 | 4223.2761 | 17841.0103 | 0 | 0 | 0 | 0 | -2608.0327
12 | 356 | 21 | 9314.2081 | 3466.7032 | 1374.6415 | 14155.5528 | 9937.5858 | 3329.3586 | 3999.8428 | 17266.7871 | 0 | 0 | 0 | 0 | -3111.2343
12 | 356 | 22 | 8769.5252 | 3261.7565 | 1335.2469 | 13366.5286 | 10155.4616 | 3128.732 | 4026.8709 | 17311.0645 | 0 | 0 | 0 | 0 | -3944.5359
12 | 356 | 23 | 8440.6214 | 3134.3669 | 1308.5012 | 12883.4895 | 9794.8453 | 3106.4172 | 4194.7794 | 17096.042 | 0 | 0 | 0 | 0 | -4212.5525
12 | 356 | 24 | 8263.7443 | 3064.6059 | 1295.8433 | 12624.1935 | 10302.9791 | 3368.3731 | 4086.5216 | 17757.8738 | 0 | 0 | 0 | 0 | -5133.6803
12 | 357 | 1 | 8228.6507 | 3042.3722 | 1296.9801 | 12568.0029 | 10415.6994 | 3372.254 | 4236.2255 | 18024.1789 | 0 | 0 | 0 | 0 | -5456.176
12 | 357 | 2 | 8407.3002 | 3087.1335 | 1319.3431 | 12813.7768 | 10150.1481 | 2757.4296 | 4095.8752 | 17003.453 | 0 | 0 | 0 | 0 | -4189.6762
12 | 357 | 3 | 8911.049 | 3245.6776 | 1368.9488 | 13525.6754 | 10073.4709 | 2508.8901 | 4031.9177 | 16614.2788 | 0 | 0 | 0 | 0 | -3088.6034
12 | 357 | 4 | 9727.163 | 3504.0873 | 1446.8975 | 14678.1477 | 9873.8683 | 2314.5616 | 4004.0144 | 16192.4443 | 0 | 0 | 0 | 0 | -1514.2966
12 | 357 | 5 | 10384.9191 | 3737.7312 | 1504.9422 | 15627.5924 | 9534.2313 | 2436.8006 | 4120.0778 | 16091.1098 | 0 | 0 | 0 | 0 | -463.5174
12 | 357 | 6 | 10709.5517 | 3865.4072 | 1548.7197 | 16123.6786 | 8526.1169 | 2612.8387 | 4024.4382 | 15163.3938 | 0 | 0 | 0 | 0 | 960.2847
12 | 357 | 7 | 10664.1744 | 3861.9546 | 1555.8611 | 16081.9902 | 7604.9854 | 2282.0571 | 4053.8986 | 13940.9411 | 0 | 0 | 0 | 0 | 2141.049
12 | 357 | 8 | 10480.4563 | 3815.9947 | 1550.5982 | 15847.0492 | 6795.1543 | 1963.2252 | 3742.1031 | 12500.4826 | 0 | 0 | 0 | 0 | 3346.5666
12 | 357 | 9 | 10319.6145 | 3756.2575 | 1529.0014 | 15604.8734 | 5775.8054 | 1305.6647 | 3588.0926 | 10669.5627 | 782.0125 | 162.8033 | 434.0498 | 1378.8657 | 3556.4451
12 | 357 | 10 | 10219.9213 | 3698.1587 | 1512.5032 | 15430.5832 | 5345.4708 | 875.7807 | 3451.8773 | 9673.1288 | 1932.7677 | 200.3733 | 1229.334 | 3362.4749 | 2394.9795
12 | 357 | 11 | 10302.7992 | 3710.0795 | 1508.1116 | 15520.9904 | 5229.3542 | 704.2643 | 3283.9298 | 9217.5483 | 1857.6277 | 626.1666 | 1161.7973 | 3645.5916 | 2657.8505
12 | 357 | 12 | 10466.4807 | 3747.0843 | 1513.7734 | 15727.3384 | 4916.4115 | 708.452 | 3103.0037 | 8727.8672 | 1570.9825 | 532.9374 | 960.1829 | 3064.1027 | 3935.3685
12 | 357 | 13 | 10825.2529 | 3814.0329 | 1531.0886 | 16170.3744 | 4538.3747 | 588.8934 | 2967.1069 | 8094.3749 | 1477.7532 | 499.5418 | 921.3881 | 2898.6832 | 5177.3163
12 | 357 | 14 | 11577.2109 | 4058.253 | 1591.741 | 17227.2049 | 3939.1477 | 503.4268 | 2776.3968 | 7218.9713 | 1696.2158 | 557.984 | 1054.2202 | 3308.4201 | 6699.8135
12 | 357 | 15 | 12118.9016 | 4318.4694 | 1637.4415 | 18074.8125 | 3284.8373 | 479.5548 | 2484.0433 | 6248.4354 | 1895.1976 | 628.9496 | 1184.1027 | 3708.2499 | 8118.1272
12 | 357 | 16 | 12062.7172 | 4338.6052 | 1639.0096 | 18040.332 | 2810.4677 | 386.3019 | 2420.2645 | 5617.0342 | 1331.6477 | 477.2781 | 676.3297 | 2485.2555 | 9938.0423
12 | 357 | 17 | 11802.4214 | 4255.4455 | 1614.3943 | 17672.2612 | 3718.4558 | 391.5806 | 2769.9264 | 6879.9628 | 0 | 0 | 0 | 0 | 10792.2984
12 | 357 | 18 | 11380.5651 | 4122.0172 | 1563.3114 | 17065.8937 | 4531.3654 | 580.4646 | 2850.0211 | 7961.8511 | 0 | 0 | 0 | 0 | 9104.0426
12 | 357 | 19 | 10804.7399 | 3919.1629 | 1497.4978 | 16221.4006 | 4449.8224 | 565.4877 | 2808.0849 | 7823.395 | 0 | 0 | 0 | 0 | 8398.0056
12 | 357 | 20 | 10030.3326 | 3647.538 | 1438.8318 | 15116.7024 | 3992.325 | 431.9676 | 2209.4829 | 6633.7756 | 0 | 0 | 0 | 0 | 8482.9268
12 | 357 | 21 | 9283.7008 | 3380.4465 | 1386.6578 | 14050.8052 | 2911.3816 | 391.3922 | 2020.1482 | 5322.9221 | 0 | 0 | 0 | 0 | 8727.8831
12 | 357 | 22 | 8740.0173 | 3174.3564 | 1341.0488 | 13255.4225 | 2706.7478 | 258.3672 | 1677.9761 | 4643.091 | 0 | 0 | 0 | 0 | 8612.3315
12 | 357 | 23 | 8409.2208 | 3050.6023 | 1312.1062 | 12771.9292 | 2170.2455 | 124.2986 | 1343.5094 | 3638.0535 | 0 | 0 | 0 | 0 | 9133.8758
12 | 357 | 24 | 8214.6544 | 2971.5492 | 1295.6831 | 12481.8867 | 1655.7404 | 54.7747 | 1109.6379 | 2820.1531 | 0 | 0 | 0 | 0 | 9661.7336
12 | 358 | 1 | 8171.3939 | 2947.4592 | 1287.2958 | 12406.1488 | 1288.8318 | 4.5764 | 1133.567 | 2426.9752 | 0 | 0 | 0 | 0 | 9979.1736
12 | 358 | 2 | 8323.9441 | 2983.5227 | 1303.4669 | 12610.9337 | 912.8529 | 0 | 1171.5686 | 2084.4214 | 0 | 0 | 0 | 0 | 10526.5123
12 | 358 | 3 | 8765.1191 | 3125.2866 | 1345.1859 | 13235.5917 | 480.7694 | 0 | 893.6044 | 1374.3738 | 0 | 0 | 0 | 0 | 11861.2178
12 | 358 | 4 | 9468.6646 | 3356.5896 | 1414.1963 | 14239.4505 | 314.5834 | 0 | 565.0557 | 879.639 | 0 | 0 | 0 | 0 | 13359.8115
12 | 358 | 5 | 10154.6027 | 3600.3705 | 1479.5339 | 15234.5071 | 214.1471 | 0.24317 | 320.8998 | 535.29 | 0 | 0 | 0 | 0 | 14699.2171
12 | 358 | 6 | 10705.3009 | 3791.9694 | 1535.7805 | 16033.0507 | 197.0799 | 4.7953 | 281.2613 | 483.1365 | 0 | 0 | 0 | 0 | 15549.9142
12 | 358 | 7 | 11046.5222 | 3919.8119 | 1567.799 | 16534.1331 | 341.2169 | 9.4837 | 212.8526 | 563.5533 | 0 | 0 | 0 | 0 | 15970.5799
12 | 358 | 8 | 11200.4139 | 3983.0255 | 1579.254 | 16762.6934 | 522.3223 | 20.9517 | 153.2128 | 696.4868 | 0 | 0 | 0 | 0 | 16066.2066
12 | 358 | 9 | 11211.6111 | 3997.6903 | 1573.4622 | 16782.7636 | 613.5197 | 51.1 | 138.6902 | 803.3099 | 233.7689 | 29.2211 | 218.2289 | 481.2188 | 15498.2348
12 | 358 | 10 | 11127.673 | 3966.5887 | 1564.7555 | 16659.0172 | 390.0446 | 60.9923 | 95.8844 | 546.9212 | 1047.7855 | 13.9148 | 613.5256 | 1675.2259 | 14436.8701
12 | 358 | 11 | 11038.0789 | 3929.2215 | 1550.07 | 16517.3704 | 204.8303 | 91.2208 | 94.9374 | 390.9885 | 978.2114 | 23.6552 | 751.9236 | 1753.7902 | 14372.5918
12 | 358 | 12 | 10901.603 | 3881.6384 | 1532.7065 | 16315.948 | 314.4843 | 215.1122 | 107.4555 | 637.052 | 628.9496 | 37.57 | 742.7666 | 1409.2862 | 14269.6097
12 | 358 | 13 | 10920.5255 | 3877.979 | 1536.3835 | 16334.888 | 654.9988 | 366.9223 | 147.014 | 1168.9351 | 651.2133 | 83.4889 | 664.8853 | 1399.5875 | 13766.3654
12 | 358 | 14 | 11325.1837 | 4016.2768 | 1573.2996 | 16914.7601 | 1115.98 | 367.0475 | 205.7192 | 1688.7468 | 630.3411 | 171.1522 | 765.3845 | 1566.8778 | 13659.1355
12 | 358 | 15 | 11550.3888 | 4110.7572 | 1596.7648 | 17257.9108 | 1217.8955 | 381.3662 | 269.9999 | 1869.2616 | 285.2537 | 57.0507 | 845.6439 | 1187.9483 | 14200.7009
12 | 358 | 16 | 11371.4411 | 4058.9223 | 1583.002 | 17013.3653 | 1739.8573 | 675.8321 | 330.5114 | 2746.2008 | 100.1867 | 434.1422 | 354.6312 | 888.9601 | 13378.2045
12 | 358 | 17 | 11011.9638 | 3926.9514 | 1545.5481 | 16484.4633 | 3240.2475 | 1270.0438 | 512.4237 | 5022.7151 | 0 | 5.5659 | 0 | 5.5659 | 11456.1823
12 | 358 | 18 | 10552.0483 | 3774.9063 | 1494.829 | 15821.7837 | 4940.4054 | 1945.3494 | 714.6542 | 7600.409 | 0 | 0 | 0 | 0 | 8221.3747
12 | 358 | 19 | 10025.6731 | 3589.8214 | 1438.5138 | 15054.0083 | 5200.2856 | 2715.4691 | 740.8724 | 8656.6271 | 0 | 0 | 0 | 0 | 6397.3812
12 | 358 | 20 | 9351.5506 | 3351.8202 | 1379.1403 | 14082.5112 | 6228.9581 | 2720.8593 | 827.5801 | 9777.3975 | 0 | 0 | 0 | 0 | 4305.1137
12 | 358 | 21 | 8647.9365 | 3106.7852 | 1330.6508 | 13085.3725 | 7827.5715 | 2954.9501 | 1007.0434 | 11789.5649 | 0 | 0 | 0 | 0 | 1295.8076
12 | 358 | 22 | 8097.9945 | 2900.5539 | 1279.6771 | 12278.2255 | 8824.0106 | 2986.2267 | 1902.2898 | 13712.5271 | 0 | 0 | 0 | 0 | -1434.3017
12 | 358 | 23 | 7739.8682 | 2764.6665 | 1256.5086 | 11761.0433 | 8879.8329 | 2673.6448 | 2307.1714 | 13860.6491 | 0 | 0 | 0 | 0 | -2099.6058
12 | 358 | 24 | 7538.3224 | 2688.517 | 1241.0123 | 11467.8516 | 9182.4253 | 2843.8049 | 2759.2081 | 14785.4383 | 0 | 0 | 0 | 0 | -3317.5868
12 | 359 | 1 | 7448.935 | 2651.0036 | 1236.447 | 11336.3856 | 8786.8686 | 2733.5423 | 2753.1226 | 14273.5335 | 0 | 0 | 0 | 0 | -2937.1479
12 | 359 | 2 | 7475.1393 | 2652.832 | 1245.793 | 11373.7643 | 8617.1864 | 2926.344 | 2762.5893 | 14306.1198 | 0 | 0 | 0 | 0 | -2932.3555
12 | 359 | 3 | 7677.2577 | 2723.1173 | 1265.5471 | 11665.9222 | 8514.1014 | 2679.8581 | 2683.4079 | 13877.3673 | 0 | 0 | 0 | 0 | -2211.4452
12 | 359 | 4 | 8059.4871 | 2853.6569 | 1304.0132 | 12217.1571 | 8586.1231 | 2630.3005 | 3130.7792 | 14347.2027 | 0 | 0 | 0 | 0 | -2130.0456
12 | 359 | 5 | 8451.7013 | 2995.574 | 1349.7932 | 12797.0685 | 8772.576 | 2562.2023 | 3341.9955 | 14676.7737 | 0 | 0 | 0 | 0 | -1879.7053
12 | 359 | 6 | 8871.173 | 3161.5749 | 1401.7015 | 13434.4494 | 8710.2995 | 2862.6198 | 3348.5222 | 14921.4415 | 0 | 0 | 0 | 0 | -1486.9921
12 | 359 | 7 | 9071.1191 | 3248.8573 | 1432.6922 | 13752.6686 | 8398.5964 | 3072.1353 | 3174.4014 | 14645.1331 | 0 | 0 | 0 | 0 | -892.4645
12 | 359 | 8 | 9143.6182 | 3285.3286 | 1433.5965 | 13862.5433 | 8387.5479 | 2890.9017 | 3082.3428 | 14360.7923 | 0 | 0 | 0 | 0 | -498.2491
12 | 359 | 9 | 9170.552 | 3335.5304 | 1421.8872 | 13927.9696 | 8016.6931 | 2772.5131 | 3161.6183 | 13950.8245 | 591.3796 | 235.1604 | 236.839 | 1063.379 | -1086.2338
12 | 359 | 10 | 9220.3867 | 3399.3116 | 1417.8553 | 14037.5536 | 5939.169 | 2180.2022 | 3299.061 | 11418.4323 | 1661.4287 | 645.6473 | 1274.8987 | 3581.9748 | -962.8535
12 | 359 | 11 | 9268.8755 | 3440.569 | 1411.3714 | 14120.8159 | 5223.7498 | 1743.1688 | 2703.5654 | 9670.484 | 1895.1976 | 637.2985 | 1196.4385 | 3728.9346 | 721.3973
12 | 359 | 12 | 9387.22 | 3437.6763 | 1420.4764 | 14245.3728 | 5038.7786 | 2014.8457 | 2396.192 | 9449.8162 | 1614.1184 | 549.6352 | 985.1462 | 3148.8998 | 1646.6568
12 | 359 | 13 | 9652.1219 | 3472.7123 | 1442.4076 | 14567.2418 | 5106.086 | 1975.0073 | 2595.0444 | 9676.1376 | 1520.8892 | 513.4566 | 942.1978 | 2976.5436 | 1914.5605
12 | 359 | 14 | 10306.9904 | 3681.5882 | 1502.2079 | 15490.7865 | 5186.2212 | 1830.0707 | 2618.9022 | 9635.1942 | 1746.3091 | 577.4648 | 1123.0442 | 3446.8181 | 2408.7742
12 | 359 | 15 | 10813.1175 | 3902.0113 | 1535.5407 | 16250.6695 | 5018.2127 | 1688.8683 | 2656.3999 | 9363.4809 | 1970.3377 | 651.2133 | 1254.3806 | 3875.9316 | 3011.2569
12 | 359 | 16 | 10778.1931 | 3895.8763 | 1527.9581 | 16202.0275 | 5295.4106 | 1576.1562 | 2979.923 | 9851.4899 | 1410.9621 | 513.4566 | 741.1251 | 2665.5439 | 3684.9937
12 | 359 | 17 | 10588.151 | 3827.5437 | 1504.3372 | 15920.032 | 7179.9569 | 2204.2185 | 3634.7845 | 13018.9599 | 0 | 18.0893 | 0 | 18.0893 | 2882.9828
12 | 359 | 18 | 10314.3411 | 3741.9164 | 1473.3881 | 15529.6457 | 8019.7034 | 2423.1805 | 3374.639 | 13817.523 | 0 | 0 | 0 | 0 | 1712.1227
12 | 359 | 19 | 9956.9379 | 3626.4113 | 1434.4826 | 15017.8318 | 7886.8203 | 2908.853 | 2986.3162 | 13781.9894 | 0 | 0 | 0 | 0 | 1235.8424
12 | 359 | 20 | 9461.4977 | 3456.0324 | 1395.495 | 14313.0251 | 7439.1962 | 2762.9591 | 2919.9006 | 13122.0559 | 0 | 0 | 0 | 0 | 1190.9692
12 | 359 | 21 | 8930.6873 | 3271.4412 | 1354.6622 | 13556.7907 | 7039.4573 | 2521.9524 | 3046.7127 | 12608.1223 | 0 | 0 | 0 | 0 | 948.6683
12 | 359 | 22 | 8483.2915 | 3100.9169 | 1314.8816 | 12899.09 | 6912.3174 | 2284.1686 | 3124.8465 | 12321.3325 | 0 | 0 | 0 | 0 | 577.7575
12 | 359 | 23 | 8204.9969 | 2989.366 | 1293.5737 | 12487.9366 | 6836.6364 | 2162.7486 | 3037.6725 | 12037.0575 | 0 | 0 | 0 | 0 | 450.8791
12 | 359 | 24 | 8044.4144 | 2929.1993 | 1284.5338 | 12258.1475 | 6805.5747 | 2127.9812 | 2825.4926 | 11759.0485 | 0 | 0 | 0 | 0 | 499.099
12 | 360 | 1 | 7998.4247 | 2911.2899 | 1282.2921 | 12192.0067 | 6766.2123 | 2062.6888 | 2678.5922 | 11507.4933 | 0 | 0 | 0 | 0 | 684.5133
12 | 360 | 2 | 8041.9958 | 2922.7369 | 1289.5745 | 12254.3071 | 6576.1626 | 1940.5893 | 2565.498 | 11082.2498 | 0 | 0 | 0 | 0 | 1172.0573
12 | 360 | 3 | 8246.4612 | 2980.8622 | 1305.9055 | 12533.2289 | 6481.8386 | 1939.0294 | 2536.5766 | 10957.4446 | 0 | 0 | 0 | 0 | 1575.7843
12 | 360 | 4 | 8581.414 | 3075.6996 | 1343.5332 | 13000.6468 | 6546.1467 | 2080.1742 | 2531.7978 | 11158.1187 | 0 | 0 | 0 | 0 | 1842.5281
12 | 360 | 5 | 8979.787 | 3214.9239 | 1395.3662 | 13590.0771 | 6723.0186 | 2079.185 | 2532.4475 | 11334.6511 | 0 | 0 | 0 | 0 | 2255.426
12 | 360 | 6 | 9474.968 | 3398.484 | 1460.9182 | 14334.3702 | 6851.1517 | 2161.3933 | 2631.995 | 11644.54 | 0 | 0 | 0 | 0 | 2689.8303
12 | 360 | 7 | 9771.2484 | 3549.7767 | 1506.0708 | 14827.0959 | 7290.363 | 1731.9308 | 2626.7711 | 11649.0649 | 0 | 0 | 0 | 0 | 3178.031
12 | 360 | 8 | 9693.4764 | 3608.4151 | 1522.2408 | 14824.1323 | 7510.5693 | 1382.5525 | 2666.505 | 11559.6267 | 0 | 0 | 0 | 0 | 3264.5056
12 | 360 | 9 | 9533.8551 | 3656.2464 | 1507.6248 | 14697.7263 | 7685.9983 | 1668.0143 | 2555.0477 | 11909.0602 | 553.8096 | 161.4118 | 420.2392 | 1135.4606 | 1653.2055
12 | 360 | 10 | 9558.0583 | 3647.9154 | 1494.1367 | 14700.1104 | 7190.3081 | 1078.3329 | 2482.5801 | 10751.2211 | 1929.9847 | 583.0307 | 986.7089 | 3499.7243 | 449.165
12 | 360 | 11 | 9591.5832 | 3643.7499 | 1486.4416 | 14721.7747 | 5892.3196 | 612.3507 | 2370.0703 | 8874.7406 | 1872.934 | 631.7325 | 1182.482 | 3687.1485 | 2159.8856
12 | 360 | 12 | 9761.5799 | 3661.0176 | 1489.6411 | 14912.2386 | 5384.1846 | 571.3696 | 2286.1828 | 8241.737 | 1589.0717 | 531.5459 | 976.7765 | 3097.3941 | 3573.1075
12 | 360 | 13 | 10047.2776 | 3720.6415 | 1504.7424 | 15272.6615 | 5179.3211 | 593.1801 | 2224.4125 | 7996.9137 | 1490.2766 | 505.1078 | 858.4217 | 2853.8061 | 4421.9418
12 | 360 | 14 | 10835.6564 | 3928.858 | 1571.0811 | 16335.5955 | 4864.5779 | 899.5366 | 2281.3352 | 8045.4497 | 1694.8243 | 563.55 | 1095.2979 | 3353.6722 | 4936.4736
12 | 360 | 15 | 11409.4989 | 4133.433 | 1617.1464 | 17160.0783 | 4255.6333 | 732.899 | 2443.7776 | 7432.3099 | 1881.2829 | 310.3004 | 1215.5859 | 3407.1691 | 6320.5993
12 | 360 | 16 | 11362.7872 | 4109.9821 | 1603.1008 | 17075.8702 | 4628.9057 | 929.7973 | 3086.0343 | 8644.7373 | 852.9781 | 428.5763 | 723.0567 | 2004.611 | 6426.5219
12 | 360 | 17 | 11114.8288 | 4026.7919 | 1570.9273 | 16712.548 | 6078.0411 | 1007.8006 | 3445.7833 | 10531.6251 | 0 | 9.7404 | 0 | 9.7404 | 6171.1826
12 | 360 | 18 | 10769.0312 | 3923.0351 | 1533.5403 | 16225.6066 | 7087.3592 | 1016.2045 | 3451.9122 | 11555.4759 | 0 | 0 | 0 | 0 | 4670.1308
12 | 360 | 19 | 10284.145 | 3764.5197 | 1473.2874 | 15521.9521 | 6582.0733 | 971.7789 | 3576.97 | 11130.8222 | 0 | 0 | 0 | 0 | 4391.1299
12 | 360 | 20 | 9671.0597 | 3550.6184 | 1425.0828 | 14646.7609 | 6796.8029 | 840.9997 | 3553.4436 | 11191.2461 | 0 | 0 | 0 | 0 | 3455.5148
12 | 360 | 21 | 9050.1668 | 3327.8039 | 1371.367 | 13749.3378 | 6699.193 | 923.784 | 3436.5188 | 11059.4957 | 0 | 0 | 0 | 0 | 2689.8421
12 | 360 | 22 | 8603.1801 | 3157.5476 | 1331.2324 | 13091.9602 | 6721.925 | 1294.8898 | 3034.3377 | 11051.1525 | 0 | 0 | 0 | 0 | 2040.8076
12 | 360 | 23 | 8290.9997 | 3048.9189 | 1309.3592 | 12649.2778 | 7696.6302 | 1617.047 | 2940.2608 | 12253.9381 | 0 | 0 | 0 | 0 | 395.3398
12 | 360 | 24 | 8134.7528 | 2992.1653 | 1292.8154 | 12419.7336 | 8768.58 | 1950.5461 | 3265.3112 | 13984.4373 | 0 | 0 | 0 | 0 | -1564.7037
12 | 361 | 1 | 8107.6561 | 2983.807 | 1286.1867 | 12377.6498 | 8908.2758 | 2203.47 | 3574.1575 | 14685.9033 | 0 | 0 | 0 | 0 | -2308.2535
12 | 361 | 2 | 8271.5251 | 3029.3582 | 1303.3026 | 12604.1859 | 7963.654 | 2415.0422 | 3478.5534 | 13857.2496 | 0 | 0 | 0 | 0 | -1253.0637
12 | 361 | 3 | 8710.3769 | 3171.6092 | 1344.4663 | 13226.4524 | 9116.9399 | 2889.4787 | 3873.002 | 15879.4206 | 0 | 0 | 0 | 0 | -2652.9681
12 | 361 | 4 | 9394.2998 | 3385.7086 | 1411.9521 | 14191.9605 | 9094.1695 | 3036.6911 | 4155.8545 | 16286.7151 | 0 | 0 | 0 | 0 | -2094.7547
12 | 361 | 5 | 9948.8766 | 3584.1297 | 1472.8074 | 15005.8137 | 9190.1674 | 3348.4215 | 3876.9786 | 16415.5675 | 0 | 0 | 0 | 0 | -1409.7538
12 | 361 | 6 | 10241.6235 | 3736.8861 | 1518.954 | 15497.4636 | 9273.3008 | 2791.9919 | 3341.9854 | 15407.278 | 0 | 0 | 0 | 0 | 90.1855
12 | 361 | 7 | 10268.6913 | 3801.8008 | 1532.223 | 15602.7151 | 8828.5033 | 2659.715 | 2870.972 | 14359.1902 | 0 | 0 | 0 | 0 | 1243.5248
12 | 361 | 8 | 10245.3248 | 3822.0001 | 1522.7725 | 15590.0975 | 8241.6793 | 2645.7425 | 2780.7721 | 13668.1938 | 0 | 0 | 0 | 0 | 1921.9037
12 | 361 | 9 | 10156.2509 | 3840.1421 | 1508.2193 | 15504.6123 | 7745.1314 | 2710.2085 | 2712.1462 | 13167.4861 | 769.4892 | 236.5518 | 314.7203 | 1320.7613 | 1016.3649
12 | 361 | 10 | 10189.1894 | 3837.8665 | 1477.4558 | 15504.5117 | 5368.5076 | 1110.546 | 2340.7887 | 8819.8422 | 1966.1632 | 644.2559 | 1064.2731 | 3674.6922 | 3009.9772
12 | 361 | 11 | 10245.1632 | 3830.4787 | 1469.5889 | 15545.2308 | 3270.0854 | 723.9106 | 2072.3068 | 6066.3028 | 1881.2829 | 638.6899 | 1094.6936 | 3614.6665 | 5864.2615
12 | 361 | 12 | 10299.4075 | 3818.4965 | 1469.9669 | 15587.8709 | 2295.1916 | 212.5579 | 1971.0478 | 4478.7974 | 1607.161 | 546.8522 | 991.9578 | 3145.971 | 7963.1026
12 | 361 | 13 | 10524.4561 | 3871.9545 | 1485.2852 | 15881.6959 | 1568.0744 | 114.2651 | 1828.9963 | 3511.3359 | 1494.451 | 507.8907 | 911.5019 | 2913.8436 | 9456.5164
12 | 361 | 14 | 11128.1768 | 4079.0599 | 1543.9484 | 16751.1851 | 822.9969 | 36.1377 | 1687.7037 | 2546.8384 | 1554.2847 | 562.1585 | 946.3469 | 3062.7901 | 11141.5566
12 | 361 | 15 | 11475.7486 | 4242.9605 | 1574.4883 | 17293.1974 | 452.5755 | 17.185 | 1591.4018 | 2061.1623 | 1640.5565 | 438.3166 | 1016.3749 | 3095.248 | 12136.7871
12 | 361 | 16 | 11215.7888 | 4173.2394 | 1556.6546 | 16945.6827 | 260.4953 | 9.0314 | 1486.5179 | 1756.0447 | 768.0977 | 253.2496 | 376.5035 | 1397.8509 | 13791.7872
12 | 361 | 17 | 10767.6521 | 3999.7368 | 1513.8683 | 16281.2571 | 330.6958 | 71.4669 | 1491.5792 | 1893.7418 | 0 | 26.4381 | 0 | 26.4381 | 14361.0771
12 | 361 | 18 | 10294.0642 | 3817.8742 | 1465.4039 | 15577.3422 | 381.3574 | 149.2646 | 1560.6418 | 2091.2639 | 0 | 0 | 0 | 0 | 13486.0784
12 | 361 | 19 | 9871.5543 | 3643.8081 | 1422.2632 | 14937.6257 | 707.7201 | 226.7814 | 1598.1824 | 2532.6838 | 0 | 0 | 0 | 0 | 12404.9418
12 | 361 | 20 | 9412.3075 | 3464.4821 | 1386.5472 | 14263.3367 | 1285.9613 | 428.621 | 1158.0413 | 2872.6236 | 0 | 0 | 0 | 0 | 11390.7132
12 | 361 | 21 | 8949.3992 | 3290.6216 | 1345.6545 | 13585.6753 | 2430.0345 | 721.9808 | 737.1095 | 3889.1248 | 0 | 0 | 0 | 0 | 9696.5505
12 | 361 | 22 | 8570.953 | 3216.3424 | 1296.8091 | 13084.1045 | 4092.1312 | 1000.0562 | 448.9834 | 5541.1708 | 0 | 0 | 0 | 0 | 7542.9337
12 | 361 | 23 | 8240.9494 | 3083.9929 | 1273.1947 | 12598.137 | 5887.4721 | 1664.5957 | 308.3172 | 7860.385 | 0 | 0 | 0 | 0 | 4737.752
12 | 361 | 24 | 8051.8354 | 3008.3337 | 1258.4515 | 12318.6207 | 7308.307 | 2232.9589 | 644.8691 | 10186.135 | 0 | 0 | 0 | 0 | 2132.4857
12 | 362 | 1 | 7981.9546 | 2973.8876 | 1254.6966 | 12210.5388 | 8603.4082 | 2402.7498 | 867.9606 | 11874.1185 | 0 | 0 | 0 | 0 | 336.4203
12 | 362 | 2 | 8037.7543 | 2983.5205 | 1263.5737 | 12284.8485 | 9401.1889 | 2838.4778 | 1029.2279 | 13268.8946 | 0 | 0 | 0 | 0 | -984.0461
12 | 362 | 3 | 8260.9766 | 3051.7385 | 1288.254 | 12600.9691 | 9840.0256 | 3070.4945 | 1149.1457 | 14059.6658 | 0 | 0 | 0 | 0 | -1458.6967
12 | 362 | 4 | 8674.7179 | 3175.6281 | 1340.1569 | 13190.503 | 9847.8532 | 3059.4877 | 1227.1029 | 14134.4438 | 0 | 0 | 0 | 0 | -943.9408
12 | 362 | 5 | 9170.2824 | 3343.6064 | 1408.4241 | 13922.313 | 9822.6262 | 2914.3066 | 1393.6306 | 14130.5633 | 0 | 0 | 0 | 0 | -208.2503
12 | 362 | 6 | 9576.8224 | 3515.6686 | 1460.1774 | 14552.6684 | 9820.9003 | 2844.1036 | 1665.5425 | 14330.5463 | 0 | 0 | 0 | 0 | 222.1221
12 | 362 | 7 | 9640.1462 | 3554.3532 | 1474.0386 | 14668.538 | 10036.7502 | 3371.7433 | 1942.9096 | 15351.4031 | 0 | 0 | 0 | 0 | -682.8652
12 | 362 | 8 | 9475.6274 | 3524.6306 | 1457.9202 | 14458.1782 | 9956.859 | 3372.254 | 2325.939 | 15655.052 | 0 | 0 | 0 | 0 | -1196.8738
12 | 362 | 9 | 9350.7301 | 3494.8822 | 1437.6174 | 14283.2297 | 9890.6289 | 3255.8291 | 2829.1863 | 15975.6443 | 1.3915 | 0 | 13.7481 | 15.1396 | -1707.5542
12 | 362 | 10 | 9269.693 | 3474.0054 | 1416.2474 | 14159.9458 | 9987.2171 | 3294.6374 | 3244.9943 | 16526.8487 | 22.2637 | 6.9574 | 50.9222 | 80.1434 | -2447.0463
12 | 362 | 11 | 9202.3783 | 3434.448 | 1406.0211 | 14042.8474 | 9859.2317 | 3372.254 | 3700.9243 | 16932.41 | 41.7444 | 16.6978 | 53.6635 | 112.1058 | -3001.6683
12 | 362 | 12 | 9246.4772 | 3426.4689 | 1397.0675 | 14070.0136 | 10112.4372 | 3372.254 | 3601.2281 | 17085.9192 | 87.6633 | 15.3063 | 77.152 | 180.1217 | -3196.0273
12 | 362 | 13 | 9518.286 | 3487.4999 | 1416.9689 | 14422.7548 | 9870.8227 | 3372.254 | 3608.7296 | 16851.8063 | 115.493 | 18.0893 | 85.8551 | 219.4373 | -2648.4888
12 | 362 | 14 | 10145.7935 | 3688.2303 | 1469.6316 | 15303.6555 | 9538.782 | 3372.254 | 3598.7091 | 16509.7451 | 38.9615 | 13.9148 | 61.9291 | 114.8054 | -1320.8949
12 | 362 | 15 | 10592.6352 | 3855.5048 | 1503.7329 | 15951.8728 | 9599.363 | 3372.254 | 3551.5143 | 16523.1313 | 20.8722 | 12.5233 | 31.6707 | 65.0663 | -636.3247
12 | 362 | 16 | 10662.7971 | 3882.5674 | 1516.5828 | 16061.9473 | 9367.3058 | 3372.254 | 3473.527 | 16213.0867 | 5.5659 | 4.1744 | 12.3775 | 22.1179 | -173.2573
12 | 362 | 17 | 10630.142 | 3874.183 | 1505.8886 | 16010.2135 | 9456.3659 | 3372.254 | 3398.4038 | 16227.0237 | 0 | 0 | 0 | 0 | -216.8102
12 | 362 | 18 | 10476.6017 | 3831.2197 | 1477.6408 | 15785.4622 | 10096.5407 | 3372.254 | 3343.2248 | 16812.0195 | 0 | 0 | 0 | 0 | -1026.5574
12 | 362 | 19 | 10184.5136 | 3741.7822 | 1434.547 | 15360.8428 | 10467.3689 | 3372.254 | 3264.8099 | 17104.4328 | 0 | 0 | 0 | 0 | -1743.59
12 | 362 | 20 | 9668.4291 | 3578.0919 | 1392.1662 | 14638.6873 | 10413.0007 | 3172.6322 | 3250.1186 | 16835.7515 | 0 | 0 | 0 | 0 | -2197.0643
12 | 362 | 21 | 9119.3199 | 3376.158 | 1348.4666 | 13843.9445 | 10235.8571 | 3148.192 | 3430.9219 | 16814.971 | 0 | 0 | 0 | 0 | -2971.0265
12 | 362 | 22 | 8696.1475 | 3214.7053 | 1312.926 | 13223.7788 | 9641.5436 | 2819.9784 | 2649.4401 | 15110.962 | 0 | 0 | 0 | 0 | -1887.1832
12 | 362 | 23 | 8449.4711 | 3125.6962 | 1295.5294 | 12870.6967 | 8940.0945 | 2994.99 | 2470.5442 | 14405.6287 | 0 | 0 | 0 | 0 | -1534.932
12 | 362 | 24 | 8342.5152 | 3085.2818 | 1289.4489 | 12717.2459 | 8798.4895 | 2833.6379 | 2728.8318 | 14360.9592 | 0 | 0 | 0 | 0 | -1643.7133
12 | 363 | 1 | 8351.4051 | 3086.4734 | 1290.2389 | 12728.1174 | 8927.6233 | 2891.4898 | 3030.0654 | 14849.1786 | 0 | 0 | 0 | 0 | -2121.0612
12 | 363 | 2 | 8556.8628 | 3145.0749 | 1308.3754 | 13010.3132 | 8760.5674 | 2875.1429 | 3125.5015 | 14761.2119 | 0 | 0 | 0 | 0 | -1750.8987
12 | 363 | 3 | 9059.4292 | 3310.3034 | 1355.1005 | 13724.8331 | 8043.5944 | 2995.9108 | 3210.0933 | 14249.5984 | 0 | 0 | 0 | 0 | -524.7653
12 | 363 | 4 | 9827.3475 | 3562.526 | 1427.911 | 14817.7845 | 8229.7512 | 3369.159 | 3231.2727 | 14830.183 | 0 | 0 | 0 | 0 | -12.3984
12 | 363 | 5 | 10474.383 | 3786.8782 | 1492.4768 | 15753.738 | 9934.2562 | 3109.3374 | 2969.2882 | 16012.8819 | 0 | 0 | 0 | 0 | -259.1439
12 | 363 | 6 | 10827.6104 | 3953.7726 | 1546.1503 | 16327.5332 | 10462.8272 | 3368.6342 | 3179.1297 | 17010.591 | 0 | 0 | 0 | 0 | -683.0578
12 | 363 | 7 | 10838.3575 | 4029.9743 | 1566.6064 | 16434.9381 | 10116.5344 | 3332.3762 | 3300.8072 | 16749.7178 | 0 | 0 | 0 | 0 | -314.7797
12 | 363 | 8 | 10726.3532 | 4015.7833 | 1561.1878 | 16303.3243 | 9765.6596 | 2564.4034 | 3526.0996 | 15856.1627 | 0 | 0 | 0 | 0 | 447.1616
12 | 363 | 9 | 10589.1901 | 3908.6317 | 1538.6499 | 16036.4717 | 9374.0882 | 2593.7931 | 3250.8309 | 15218.7121 | 666.5196 | 193.4159 | 309.6082 | 1169.5437 | -351.7842
12 | 363 | 10 | 10489.5708 | 3842.5302 | 1514.8447 | 15846.9457 | 9698.7981 | 2607.7774 | 3921.2148 | 16227.7904 | 1800.577 | 609.4688 | 977.6516 | 3387.6974 | -3768.542
12 | 363 | 11 | 10538.1098 | 3866.0287 | 1507.6783 | 15911.8167 | 9497.0409 | 2195.1964 | 3910.3942 | 15602.6315 | 1808.9258 | 617.8177 | 758.9689 | 3185.7124 | -2876.5272
12 | 363 | 12 | 10681.6818 | 3897.4919 | 1502.8527 | 16082.0264 | 8940.264 | 2401.1966 | 3916.3252 | 15257.7859 | 1536.1955 | 537.1118 | 905.1695 | 2978.4768 | -2154.2363
12 | 363 | 13 | 11008.7781 | 3962.0072 | 1521.791 | 16492.5762 | 10265.7795 | 2871.7391 | 3578.5139 | 16716.0326 | 1391.4814 | 361.7851 | 855.2638 | 2608.5303 | -2831.9867
12 | 363 | 14 | 11704.3767 | 4173.8507 | 1583.1787 | 17461.4061 | 10235.7719 | 3022.3276 | 3711.4939 | 16969.5933 | 1177.1933 | 275.5133 | 717.4446 | 2170.1512 | -1678.3384
12 | 363 | 15 | 12211.614 | 4397.8781 | 1628.408 | 18237.9001 | 10116.6874 | 3189.198 | 4093.7041 | 17399.5895 | 1224.5036 | 279.6878 | 1069.3181 | 2573.5095 | -1735.1989
12 | 363 | 16 | 12144.4328 | 4406.3924 | 1634.9078 | 18185.733 | 9990.2524 | 3122.2086 | 4254.4614 | 17366.9224 | 1129.8829 | 19.4807 | 630.9734 | 1780.3371 | -961.5265
12 | 363 | 17 | 11852.2063 | 4326.8204 | 1601.5112 | 17780.5379 | 9909.6919 | 2675.1456 | 4263.3913 | 16848.2288 | 9.7404 | 55.6593 | 0 | 65.3996 | 866.9094
12 | 363 | 18 | 11406.3597 | 4201.2244 | 1551.4264 | 17159.0105 | 10195.2618 | 3370.426 | 4263.3913 | 17829.0792 | 0 | 0 | 0 | 0 | -670.0687
12 | 363 | 19 | 10812.8421 | 4009.3923 | 1488.4607 | 16310.6951 | 9960.7058 | 3292.0606 | 4263.3913 | 17516.1577 | 0 | 0 | 0 | 0 | -1205.4626
12 | 363 | 20 | 10059.9345 | 3742.6908 | 1430.3523 | 15232.9776 | 9696.6065 | 3252.5548 | 4263.3913 | 17212.5525 | 0 | 0 | 0 | 0 | -1979.575
12 | 363 | 21 | 9314.2081 | 3466.7032 | 1374.6415 | 14155.5528 | 9854.7227 | 3362.7273 | 4260.6358 | 17478.0857 | 0 | 0 | 0 | 0 | -3322.5329
12 | 363 | 22 | 8769.5252 | 3261.7565 | 1335.2469 | 13366.5286 | 9639.1077 | 3370.8971 | 4210.928 | 17220.9328 | 0 | 0 | 0 | 0 | -3854.4042
12 | 363 | 23 | 8440.6214 | 3134.3669 | 1308.5012 | 12883.4895 | 8968.6371 | 3368.7134 | 4164.0526 | 16501.4031 | 0 | 0 | 0 | 0 | -3617.9136
12 | 363 | 24 | 8263.7443 | 3064.6059 | 1295.8433 | 12624.1935 | 7929.3701 | 2627.2648 | 3755.2044 | 14311.8393 | 0 | 0 | 0 | 0 | -1687.6458
12 | 364 | 1 | 8228.6507 | 3042.3722 | 1296.9801 | 12568.0029 | 6741.2302 | 1387.5426 | 3526.3977 | 11655.1705 | 0 | 0 | 0 | 0 | 912.8324
12 | 364 | 2 | 8407.3002 | 3087.1335 | 1319.3431 | 12813.7768 | 4989.3406 | 1404.2499 | 3339.9912 | 9733.5817 | 0 | 0 | 0 | 0 | 3080.1951
12 | 364 | 3 | 8911.049 | 3245.6776 | 1368.9488 | 13525.6754 | 3602.7952 | 797.8657 | 3036.3706 | 7437.0315 | 0 | 0 | 0 | 0 | 6088.6439
12 | 364 | 4 | 9727.163 | 3504.0873 | 1446.8975 | 14678.1477 | 2316.5079 | 309.5265 | 3049.2314 | 5675.2659 | 0 | 0 | 0 | 0 | 9002.8819
12 | 364 | 5 | 10384.9191 | 3737.7312 | 1504.9422 | 15627.5924 | 1928.6609 | 299.1118 | 2941.5792 | 5169.3519 | 0 | 0 | 0 | 0 | 10458.2406
12 | 364 | 6 | 10709.5517 | 3865.4072 | 1548.7197 | 16123.6786 | 1461.8596 | 232.8968 | 2643.8696 | 4338.626 | 0 | 0 | 0 | 0 | 11785.0525
12 | 364 | 7 | 10664.1744 | 3861.9546 | 1555.8611 | 16081.9902 | 1034.6983 | 267.5669 | 2394.3522 | 3696.6175 | 0 | 0 | 0 | 0 | 12385.3727
12 | 364 | 8 | 10480.4563 | 3815.9947 | 1550.5982 | 15847.0492 | 597.7687 | 272.1593 | 2293.1859 | 3163.1139 | 0 | 0 | 0 | 0 | 12683.9353
12 | 364 | 9 | 10319.6145 | 3756.2575 | 1529.0014 | 15604.8734 | 362.9424 | 161.6152 | 1503.0085 | 2027.5661 | 226.8115 | 68.1826 | 129.0119 | 424.0059 | 13153.3014
12 | 364 | 10 | 10219.9213 | 3698.1587 | 1512.5032 | 15430.5832 | 170.3303 | 48.7288 | 473.6961 | 692.7552 | 677.6515 | 253.2496 | 377.2119 | 1308.113 | 13429.715
12 | 364 | 11 | 10302.7992 | 3710.0795 | 1508.1116 | 15520.9904 | 252.5191 | 10.4904 | 218.163 | 481.1726 | 1127.0999 | 151.6715 | 581.4635 | 1860.2349 | 13179.5829
12 | 364 | 12 | 10466.4807 | 3747.0843 | 1513.7734 | 15727.3384 | 527.3899 | 2.3393 | 107.974 | 637.7032 | 1516.7147 | 243.5092 | 702.9346 | 2463.1585 | 12626.4767
12 | 364 | 13 | 10825.2529 | 3814.0329 | 1531.0886 | 16170.3744 | 875.7816 | 12.4504 | 68.3876 | 956.6195 | 1487.4937 | 338.13 | 826.8344 | 2652.458 | 12561.2969
12 | 364 | 14 | 11577.2109 | 4058.253 | 1591.741 | 17227.2049 | 1041.1171 | 43.3161 | 52.6517 | 1137.085 | 1683.6925 | 559.3755 | 1096.5435 | 3339.6116 | 12750.5084
12 | 364 | 15 | 12118.9016 | 4318.4694 | 1637.4415 | 18074.8125 | 1100.888 | 41.324 | 63.8175 | 1206.0294 | 1856.2362 | 514.8481 | 1204.329 | 3575.4133 | 13293.3698
12 | 364 | 16 | 12062.7172 | 4338.6052 | 1639.0096 | 18040.332 | 1151.9161 | 27.4996 | 196.2405 | 1375.6562 | 1367.8262 | 239.3348 | 599.1569 | 2206.3179 | 14458.3579
12 | 364 | 17 | 11802.4214 | 4255.4455 | 1614.3943 | 17672.2612 | 1292.0796 | 33.1574 | 421.274 | 1746.511 | 23.6552 | 22.2637 | 0 | 45.9189 | 15879.8313
12 | 364 | 18 | 11380.5651 | 4122.0172 | 1563.3114 | 17065.8937 | 1447.568 | 34.6345 | 627.964 | 2110.1666 | 0 | 0 | 0 | 0 | 14955.7271
12 | 364 | 19 | 10804.7399 | 3919.1629 | 1497.4978 | 16221.4006 | 1424.2372 | 40.7705 | 947.7805 | 2412.7882 | 0 | 0 | 0 | 0 | 13808.6124
12 | 364 | 20 | 10030.3326 | 3647.538 | 1438.8318 | 15116.7024 | 1513.426 | 91.886 | 1204.2198 | 2809.5318 | 0 | 0 | 0 | 0 | 12307.1705
12 | 364 | 21 | 9283.7008 | 3380.4465 | 1386.6578 | 14050.8052 | 1891.1299 | 173.6405 | 1277.9469 | 3342.7173 | 0 | 0 | 0 | 0 | 10708.0879
12 | 364 | 22 | 8740.0173 | 3174.3564 | 1341.0488 | 13255.4225 | 2257.9068 | 291.0112 | 1193.5767 | 3742.4947 | 0 | 0 | 0 | 0 | 9512.9278
12 | 364 | 23 | 8409.2208 | 3050.6023 | 1312.1062 | 12771.9292 | 2527.2879 | 308.4456 | 1119.5379 | 3955.2714 | 0 | 0 | 0 | 0 | 8816.6578
12 | 364 | 24 | 8214.6544 | 2971.5492 | 1295.6831 | 12481.8867 | 3125.7989 | 395.6309 | 1099.1907 | 4620.6205 | 0 | 0 | 0 | 0 | 7861.2662
12 | 365 | 1 | 8171.3939 | 2947.4592 | 1287.2958 | 12406.1488 | 3735.4794 | 519.7961 | 1113.6881 | 5368.9637 | 0 | 0 | 0 | 0 | 7037.1851
12 | 365 | 2 | 8323.9441 | 2983.5227 | 1303.4669 | 12610.9337 | 3883.2256 | 546.0506 | 1086.0075 | 5515.2838 | 0 | 0 | 0 | 0 | 7095.65
12 | 365 | 3 | 8765.1191 | 3125.2866 | 1345.1859 | 13235.5917 | 3493.301 | 533.5295 | 994.3152 | 5021.1457 | 0 | 0 | 0 | 0 | 8214.4459
12 | 365 | 4 | 9468.6646 | 3356.5896 | 1414.1963 | 14239.4505 | 3489.8817 | 501.4412 | 918.1099 | 4909.4329 | 0 | 0 | 0 | 0 | 9330.0176
12 | 365 | 5 | 10154.6027 | 3600.3705 | 1479.5339 | 15234.5071 | 3196.1768 | 524.4258 | 849.0395 | 4569.6421 | 0 | 0 | 0 | 0 | 10664.8651
12 | 365 | 6 | 10705.3009 | 3791.9694 | 1535.7805 | 16033.0507 | 3265.04 | 630.3011 | 867.3395 | 4762.6806 | 0 | 0 | 0 | 0 | 11270.3701
12 | 365 | 7 | 11046.5222 | 3919.8119 | 1567.799 | 16534.1331 | 3487.2814 | 684.1592 | 737.547 | 4908.9875 | 0 | 0 | 0 | 0 | 11625.1456
12 | 365 | 8 | 11200.4139 | 3983.0255 | 1579.254 | 16762.6934 | 3877.6679 | 870.2937 | 733.309 | 5481.2706 | 0 | 0 | 0 | 0 | 11281.4228
12 | 365 | 9 | 11211.6111 | 3997.6903 | 1573.4622 | 16782.7636 | 4765.2574 | 953.0522 | 663.6293 | 6381.9389 | 477.2781 | 40.353 | 254.0948 | 771.7259 | 9629.0988
12 | 365 | 10 | 11127.673 | 3966.5887 | 1564.7555 | 16659.0172 | 4988.3873 | 840.4108 | 594.502 | 6423.3001 | 1323.2988 | 204.5478 | 786.2939 | 2314.1405 | 7921.5766
12 | 365 | 11 | 11038.0789 | 3929.2215 | 1550.07 | 16517.3704 | 3697.3254 | 557.6092 | 392.3788 | 4647.3133 | 1202.2399 | 112.71 | 844.0114 | 2158.9613 | 9711.0958
12 | 365 | 12 | 10901.603 | 3881.6384 | 1532.7065 | 16315.948 | 3273.5875 | 548.5041 | 295.0309 | 4117.1225 | 1053.3514 | 168.3692 | 565.9696 | 1787.6903 | 10411.1352
12 | 365 | 13 | 10920.5255 | 3877.979 | 1536.3835 | 16334.888 | 3240.7195 | 518.8872 | 184.8178 | 3944.4245 | 935.0755 | 269.9474 | 670.1596 | 1875.1824 | 10515.281
12 | 365 | 14 | 11325.1837 | 4016.2768 | 1573.2996 | 16914.7601 | 3297.1553 | 592.3398 | 124.2527 | 4013.7478 | 716.6129 | 97.4037 | 642.2466 | 1456.2632 | 11444.7491
12 | 365 | 15 | 11550.3888 | 4110.7572 | 1596.7648 | 17257.9108 | 4141.8405 | 1028.0706 | 145.7179 | 5315.6291 | 485.627 | 65.3996 | 546.4219 | 1097.4485 | 10844.8332
12 | 365 | 16 | 11371.4411 | 4058.9223 | 1583.002 | 17013.3653 | 6170.1482 | 1615.3395 | 381.4958 | 8166.9835 | 215.6796 | 54.2678 | 273.3881 | 543.3354 | 8303.0464
12 | 365 | 17 | 11011.9638 | 3926.9514 | 1545.5481 | 16484.4633 | 8602.008 | 2675.3456 | 860.4374 | 12137.7909 | 4.1744 | 2.783 | 0 | 6.9574 | 4339.715
12 | 365 | 18 | 10552.0483 | 3774.9063 | 1494.829 | 15821.7837 | 9848.8554 | 3342.4364 | 1326.9523 | 14518.2441 | 0 | 0 | 0 | 0 | 1303.5396
12 | 365 | 19 | 10025.6731 | 3589.8214 | 1438.5138 | 15054.0083 | 10307.8892 | 3364.7359 | 1932.0403 | 15604.6655 | 0 | 0 | 0 | 0 | -550.6571
12 | 365 | 20 | 9351.5506 | 3351.8202 | 1379.1403 | 14082.5112 | 10501.0218 | 2602.2177 | 4158.8282 | 17262.0677 | 0 | 0 | 0 | 0 | -3179.5566
12 | 365 | 21 | 8647.9365 | 3106.7852 | 1330.6508 | 13085.3725 | 10281.3574 | 2772.0374 | 4191.3293 | 17244.724 | 0 | 0 | 0 | 0 | -4159.3515
12 | 365 | 22 | 8116.1266 | 2905.726 | 1283.1081 | 12304.9607 | 9930.9023 | 2834.7593 | 4196.3979 | 16962.0596 | 0 | 0 | 0 | 0 | -4657.0989
12 | 365 | 23 | 7756.1364 | 2769.1934 | 1259.635 | 11784.9649 | 9493.5568 | 2618.3409 | 4185.7071 | 16297.6047 | 0 | 0 | 0 | 0 | -4512.6398
12 | 365 | 24 | 7552.0422 | 2692.1646 | 1243.7212 | 11487.928 | 9775.0316 | 2668.7173 | 4155.5843 | 16599.3332 | 0 | 0 | 0 | 0 | -5111.4052